## DFAS
Asset tag | Name | Model ID | Site | Location | Location Hierarchy | Description | Class | Updated | Maintenance schedule | Manufacturer
'+A1=462.212-XS015 | MCB -XQ015 BY-PASS FRA +A1=432.212 | Air Circuit Breaker | DigiPlex Fet AS | A1_131 UPS Output Switchboard B | DigiPlex Fet AS/A1/A1_Floor 1/A1_131 UPS Output Switchboard B |  | Electrical Distribution | 2019-05-23 10:35 |  | ABB
'+A1=353.131-IK500 | Munters Unit A1_3_5 | Munters | DigiPlex Fet AS | A1_310 Air Handling Plant | DigiPlex Fet AS/A1/A1_Floor 3/A1_310 Air Handling Plant |  | Cooling Production | 2019-05-23 10:35 |  | Munters
'+A2=432.311 | Main Distribution Board | Switchboard | DigiPlex Fet AS | A2_129 Main Input Switchboard B | DigiPlex Fet AS/A2/A2_Floor 1/A2_129 Main Input Switchboard B |  | Electrical Distribution | 2019-05-23 10:35
'+A2=431.221-XQ016 | Main Switch +A2 = 431.221 A Side | Air Circuit Breaker | DigiPlex Fet AS | A2_216 Main Input Switchboard A | DigiPlex Fet AS/A2/A2_Floor 2/A2_216 Main Input Switchboard A |  | Electrical Distribution | 2019-05-23 10:35 |  | ABB
'+A1=353.211-LR402 | Variable Frequency Drive | VFD | DigiPlex Fet AS | A1_117 Battery Room A | DigiPlex Fet AS/A1/A1_Floor 1/A1_117 Battery Room A |  | Power Control | 2019-05-23 10:35 |  | Danfoss
'+A2=360.212-SZ401 | Fire Valve, Supply Fans 1, 2 | Axial Fan | DigiPlex Fet AS | A2_127 Transformator-3 | DigiPlex Fet AS/A2/A2_Floor 1/A2_127 Transformator-3 |  | Air Conditioning | 2019-05-23 10:34
'+A1=431.232-XQ016 | MCB -XQ016 HOVEDBRYTER +A1=431.232 B-SIDE | Air Circuit Breaker | DigiPlex Fet AS | A1_318 Main Input Switchboard-B | DigiPlex Fet AS/A1/A1_Floor 3/A1_318 Main Input Switchboard-B |  | Electrical Distribution | 2019-05-23 10:35 |  | ABB
'+A2=542.005-RR002 | Aspiration Fire Alarm Unit | Aspiration | DigiPlex Fet AS | A2_204 Munters Corridor | DigiPlex Fet AS/A2/A2_Floor 2/A2_204 Munters Corridor |  | Fire Alarm | 2019-05-28 10:48 |  | Fire Alarm Aspiration Sensing Technology
'+A1=431.221-XQ010 | MCB - XQ010 FORSYNING FRA - HAFSLUND TRAFO NR 2 | Air Circuit Breaker | DigiPlex Fet AS | A1_216 Main Input Switchboard A | DigiPlex Fet AS/A1/A1_Floor 2/A1_216 Main Input Switchboard A |  | Electrical Distribution | 2019-05-23 10:35 |  | ABB
'+A2=462.222-XS015 | MCB By-Pass From +A2=431.222 | Air Circuit Breaker | DigiPlex Fet AS | A2_221 UPS Output Switchboard B | DigiPlex Fet AS/A2/A2_Floor 2/A2_221 UPS Output Switchboard B |  | Electrical Distribution | 2019-05-23 10:35 |  | ABB
30295 | Heating Electrical Panel Radiator | Electric Panel Heater | DigiPlex Fet AS | A1_312 Main Input Switchboard-A | DigiPlex Fet AS/A1/A1_Floor 3/A1_312 Main Input Switchboard-A |  | Heating Equipment | 2019-05-23 10:34 |  | NOBO
'+A2=353.221-LR502 | Variable Frequency Drive, Extract Fan 2 | VFD | DigiPlex Fet AS | A2_217 UPS Room A | DigiPlex Fet AS/A2/A2_Floor 2/A2_217 UPS Room A |  | Power Control | 2019-05-23 10:35 |  | Danfoss
'+A1=462.232-XS024 | MCB -XS024 FRA UPS NR.3 B-SIDE | Air Circuit Breaker | DigiPlex Fet AS | A1_321 UPS Output Switchboard-B | DigiPlex Fet AS/A1/A1_Floor 3/A1_321 UPS Output Switchboard-B |  | Electrical Distribution | 2019-05-23 10:15 |  | ABB
'+A2=431.222-XQ015 | Switch, Bypass to +A2=462.222 B Side | Air Circuit Breaker | DigiPlex Fet AS | A2_218 Main Input Switchboard B | DigiPlex Fet AS/A2/A2_Floor 2/A2_218 Main Input Switchboard B |  | Electrical Distribution | 2019-05-23 10:35 |  | ABB
'+A1=432.222-XQ019 | MCB - XQ019 TIL UPS NR.2 B-SIDE | Air Circuit Breaker | DigiPlex Fet AS | A1_218 Main Input Switchboard B | DigiPlex Fet AS/A1/A1_Floor 2/A1_218 Main Input Switchboard B |  | Electrical Distribution | 2019-05-23 10:09 |  | ABB
'+A1=353.231-LR402 | Variable Frequency Drive | VFD | DigiPlex Fet AS | A1_315 UPS Room A | DigiPlex Fet AS/A1/A1_Floor 3/A1_315 UPS Room A |  | Power Control | 2019-05-23 10:35 |  | Danfoss
'+A1=562.111 | SAMLESKAP | Distribution Board | DigiPlex Fet AS | A1_123 Munters Corridor | DigiPlex Fet AS/A1/A1_Floor 1/A1_123 Munters Corridor |  | Electrical Distribution | 2019-05-23 10:35 |  | IME
30225 | Heating Electrical Panel Radiator | Electric Panel Heater | DigiPlex Fet AS | A1_219 Heat/Vent/AC | DigiPlex Fet AS/A1/A1_Floor 2/A1_219 Heat/Vent/AC |  | Heating Equipment | 2019-05-23 10:34 |  | NOBO
'+A1=433.211 | Switchboard JORDFEILSENTRAL SIGNALTERMINERING | Switchboard | DigiPlex Fet AS | A1_119 UPS Output Switchboard A | DigiPlex Fet AS/A1/A1_Floor 1/A1_119 UPS Output Switchboard A |  | Electrical Distribution | 2019-05-23 10:35 |  | ELCOR
30422 | Variable Frequency Drive | VFD | DigiPlex Fet AS | A2_323 UPS Room B | DigiPlex Fet AS/A2/A2_Floor 3/A2_323 UPS Room B |  | Power Control | 2019-09-10 13:03 |  | Danfoss
'+A2=333.400 | Water Mist System | Water Mist System | DigiPlex Fet AS | A2_114 Water Plant Room | DigiPlex Fet AS/A2/A2_Floor 1/A2_114 Water Plant Room |  | Fire Prevention | 2019-05-28 10:41
'+A1=434.215 | AUTOMATIKKFORDELING Control Panel | Distribution Board | DigiPlex Fet AS | A1_130 Main Input Switchboard B | DigiPlex Fet AS/A1/A1_Floor 1/A1_130 Main Input Switchboard B |  | Electrical Distribution | 2019-05-23 10:34 |  | ELCOR
'+A3=432.111-XQ011 | Switch Supply From Generator A2_6 | Air Circuit Breaker | DigiPlex Fet AS | A3_103 Main Input Switchboard C | DigiPlex Fet AS/A3/A3_Floor 1/A3_103 Main Input Switchboard C |  | Electrical Distribution | 2019-09-10 12:59 |  | ABB
'+A1=434.121 | AUTOMATIKKFORDELING Control Panel | Distribution Board | DigiPlex Fet AS | A1_204 Munters Corridor | DigiPlex Fet AS/A1/A1_Floor 2/A1_204 Munters Corridor |  | Electrical Distribution | 2019-05-23 10:34 |  | ELCOR
30309 | Switchboard KRITISKE KURSER TIL STYRESYSTEMER | Switchboard | DigiPlex Fet AS | A1_318 Main Input Switchboard-B | DigiPlex Fet AS/A1/A1_Floor 3/A1_318 Main Input Switchboard-B |  | Electrical Distribution | 2019-05-23 10:13 |  | ELCOR
'+A1=542.001-RR017 | Aspiration Fire Alarm Unit | Aspiration | DigiPlex Fet AS | A1_104 FMMR-A | DigiPlex Fet AS/A1/A1_Floor 1/A1_104 FMMR-A |  | Fire Alarm | 2019-05-28 10:49
'+A1=432.211 | Switchboard Output Side A | Switchboard | DigiPlex Fet AS | A1_118 Main Input Switchboard A | DigiPlex Fet AS/A1/A1_Floor 1/A1_118 Main Input Switchboard A |  | Electrical Distribution | 2019-05-23 10:35 |  | ELCOR
'+A2=360.211-JV401 | Axial Supply Fan 1 | Axial Fan | DigiPlex Fet AS | A2_118 Battery Room A | DigiPlex Fet AS/A2/A2_Floor 1/A2_118 Battery Room A |  | Air Conditioning | 2019-05-23 10:34 |  | Flakt Woods
30126 | Aspiration Fire Alarm Unit | Aspiration | DigiPlex Fet AS | AM_218 FMMR-B | DigiPlex Fet AS/AM/AM_Floor 2/AM_218 FMMR-B |  | Fire Alarm | 2019-05-28 10:48 |  | Fire Alarm Aspiration Sensing Technology
'+A2=431.212-XP505 | Grid Analyzer, Main Distribution +A2=432.212 | Power Meter | DigiPlex Fet AS | A2_129 Main Input Switchboard B | DigiPlex Fet AS/A2/A2_Floor 1/A2_129 Main Input Switchboard B |  | Power Equipment | 2019-05-23 10:34 |  | ABB
'+A1=432.212-XQ020 | MCB -XQ020 TIL UPS NR. 3 - B-SIDE | Air Circuit Breaker | DigiPlex Fet AS | A1_130 Main Input Switchboard B | DigiPlex Fet AS/A1/A1_Floor 1/A1_130 Main Input Switchboard B |  | Electrical Distribution | 2019-05-23 10:15 |  | ABB
'+A2=462.222-XS021 | MCB Group Switch for UPS Fields (06-07-08-09) | Air Circuit Breaker | DigiPlex Fet AS | A2_221 UPS Output Switchboard B | DigiPlex Fet AS/A2/A2_Floor 2/A2_221 UPS Output Switchboard B |  | Electrical Distribution | 2019-05-23 10:14 |  | ABB
'+A1=542.001-RR005 | Aspiration Fire Alarm Unit | Aspiration | DigiPlex Fet AS | A1_126 White Space Corridor | DigiPlex Fet AS/A1/A1_Floor 1/A1_126 White Space Corridor |  | Fire Alarm | 2019-05-28 10:49 |  | Fire Alarm Aspiration Sensing Technology
'+A2=431.221-XQ011 | Switch Supply From Generator nr. 2 | Air Circuit Breaker | DigiPlex Fet AS | A2_216 Main Input Switchboard A | DigiPlex Fet AS/A2/A2_Floor 2/A2_216 Main Input Switchboard A |  | Electrical Distribution | 2019-05-23 10:35 |  | ABB
30377 | Aspiration Fire Alarm Unit | Aspiration | DigiPlex Fet AS | AM_302 Corridor | DigiPlex Fet AS/AM/AM_Floor 3/AM_302 Corridor |  | Fire Alarm | 2019-05-28 10:48 |  | Fire Alarm Aspiration Sensing Technology
'+A2=542.005-RR006 | Aspiration Fire Alarm Unit | Aspiration | DigiPlex Fet AS | A2_201 White Space Corridor | DigiPlex Fet AS/A2/A2_Floor 2/A2_201 White Space Corridor |  | Fire Alarm | 2019-05-28 10:48 |  | Fire Alarm Aspiration Sensing Technology
'+A1=433.215 | VEKSLEFORDELING | Switchboard | DigiPlex Fet AS | A1_130 Main Input Switchboard B | DigiPlex Fet AS/A1/A1_Floor 1/A1_130 Main Input Switchboard B |  | Electrical Distribution | 2019-05-23 10:35 |  | ELCOR
'+A2=431.211-XQ011 | Switch Supply From Generator nr. 1 | Air Circuit Breaker | DigiPlex Fet AS | A2_117 Main Input Switchboard A | DigiPlex Fet AS/A2/A2_Floor 1/A2_117 Main Input Switchboard A |  | Electrical Distribution | 2019-05-23 10:35 |  | ABB
'+A2=542.005-RR001 | Aspiration Fire Alarm Unit | Aspiration | DigiPlex Fet AS | A2_204 Munters Corridor | DigiPlex Fet AS/A2/A2_Floor 2/A2_204 Munters Corridor |  | Fire Alarm | 2019-05-28 10:49 |  | Fire Alarm Aspiration Sensing Technology
'+A1=461.411-IG001 | Diesel Generator A1_1 | Diesel Generator | DigiPlex Fet AS | Generators A1 | DigiPlex Fet AS/DFAS External Areas/Generators A1 |  | Power Generator | 2019-05-23 10:13 |  | Caterpiller
'+A3=462.111 | UPS Output Switchboard C side | Switchboard | DigiPlex Fet AS | A3_105 UPS Output Switchboard C | DigiPlex Fet AS/A3/A3_Floor 1/A3_105 UPS Output Switchboard C |  | Electrical Distribution | 2019-09-10 12:59
'+A1=431.212-XS010 | MCB -XS010 FORSYNING TIL/FRA +A1=431.211 A-SIDE | Air Circuit Breaker | DigiPlex Fet AS | A1_130 Main Input Switchboard B | DigiPlex Fet AS/A1/A1_Floor 1/A1_130 Main Input Switchboard B |  | Electrical Distribution | 2019-05-23 10:35 |  | ABB
'+A3=462.111-XQ015 | Switch Output to IDF3 (C-side) | Air Circuit Breaker | DigiPlex Fet AS | A3_105 UPS Output Switchboard C | DigiPlex Fet AS/A3/A3_Floor 1/A3_105 UPS Output Switchboard C |  | Electrical Distribution | 2019-09-10 12:58 |  | ABB
'+A2=542.121-RY008 | Aspiration Fire Alarm Unit | Aspiration | DigiPlex Fet AS | A2_202 White Space | DigiPlex Fet AS/A2/A2_Floor 2/A2_202 White Space |  | Fire Alarm | 2019-05-28 10:49 |  | Fire Alarm Aspiration Sensing Technology
'+A1=542.001-RR004 | Aspiration Fire Alarm Unit | Aspiration | DigiPlex Fet AS | A1_131 UPS Output Switchboard B | DigiPlex Fet AS/A1/A1_Floor 1/A1_131 UPS Output Switchboard B |  | Fire Alarm | 2019-05-28 10:48 |  | Fire Alarm Aspiration Sensing Technology
'+A2=431.222-XP505 | Grid Analyzer, Main Distribution +A2=431.222 | Power Meter | DigiPlex Fet AS | A2_218 Main Input Switchboard B | DigiPlex Fet AS/A2/A2_Floor 2/A2_218 Main Input Switchboard B |  | Power Equipment | 2019-05-23 10:34 |  | ABB
'+A0=353.100 | Water Supply | Water Supply | DigiPlex Fet AS | DigiPlex Fet AS | DigiPlex Fet AS |  | Water Supply | 2019-05-23 10:36
'+A1=432.221 | Switchboard Main Input Side A | Switchboard | DigiPlex Fet AS | A1_216 Main Input Switchboard A | DigiPlex Fet AS/A1/A1_Floor 2/A1_216 Main Input Switchboard A |  | Electrical Distribution | 2019-05-23 10:35
'+A2=353.221-LF001 | Indoor Unit DX | DX Unit | DigiPlex Fet AS | A2_215 Battery Room A | DigiPlex Fet AS/A2/A2_Floor 2/A2_215 Battery Room A |  | Cooling | 2019-05-28 10:57 |  | Samsung
'+A1=353.212-LF001 | Indoor Unit DX | DX Unit | DigiPlex Fet AS | A1_132 Battery Room B | DigiPlex Fet AS/A1/A1_Floor 1/A1_132 Battery Room B |  | Cooling | 2019-05-28 10:58 |  | Samsung
'+A1=462.222-XS023 | MCB -XS023 FRA UPS NR.2 B-SIDE | Air Circuit Breaker | DigiPlex Fet AS | A1_221 UPS Output Switchboard B | DigiPlex Fet AS/A1/A1_Floor 2/A1_221 UPS Output Switchboard B |  | Electrical Distribution | 2019-05-23 10:20 |  | ABB
'+A2=432.212-XQ015 | MCB Switch Ventilation System, +A2=434.215 | Air Circuit Breaker | DigiPlex Fet AS | A2_129 Main Input Switchboard B | DigiPlex Fet AS/A2/A2_Floor 1/A2_129 Main Input Switchboard B |  | Electrical Distribution | 2019-05-23 10:35 |  | ABB
'+A3=353.134 | Munters Unit A3_3_4 | Munters | DigiPlex Fet AS | A3_302 Munters Area | DigiPlex Fet AS/A3/A3_Floor 3/A3_302 Munters Area |  | Cooling Production | 2019-09-10 12:59 |  | Munters Belgium
'+A1=431.221-XS012 | MCB - XS012 FORSYNING TIL/FRA +A1=431.222 B-SIDE | Air Circuit Breaker | DigiPlex Fet AS | A1_216 Main Input Switchboard A | DigiPlex Fet AS/A1/A1_Floor 2/A1_216 Main Input Switchboard A |  | Electrical Distribution | 2019-05-23 10:35 |  | ABB
'+A2=431.212-XS010 | Switch, Supply To/From +A2=431.211 A Side | Air Circuit Breaker | DigiPlex Fet AS | A2_129 Main Input Switchboard B | DigiPlex Fet AS/A2/A2_Floor 1/A2_129 Main Input Switchboard B |  | Electrical Distribution | 2019-05-23 10:35 |  | ABB
30396 | Power Supply Unit for Fire Systems | Fire Power Supply | DigiPlex Fet AS | A2_301 White Space Corridor | DigiPlex Fet AS/A2/A2_Floor 3/A2_301 White Space Corridor |  | Fire Prevention | 2019-09-10 13:02 |  | Pulsar
'+A2=353.111-IK400 | Munters Unit A2_1_4 | Munters | DigiPlex Fet AS | A2_107 Air Handling Plant Area | DigiPlex Fet AS/A2/A2_Floor 1/A2_107 Air Handling Plant Area |  | Cooling Production | 2019-05-23 10:35 |  | Munters Belgium
'+A1=433.237 | UNDERFORDELING | Distribution Board | DigiPlex Fet AS | A1_319 Hypoxic HVAC Room B | DigiPlex Fet AS/A1/A1_Floor 3/A1_319 Hypoxic HVAC Room B |  | Electrical Distribution | 2019-05-23 10:35 |  | ELCOR
'+A2=431.212-XQ015 | Switch, Bypass to +A2=462.212 B Side | Air Circuit Breaker | DigiPlex Fet AS | A2_129 Main Input Switchboard B | DigiPlex Fet AS/A2/A2_Floor 1/A2_129 Main Input Switchboard B |  | Electrical Distribution | 2019-05-23 10:35 |  | ABB
'+A2=542.005-RR009 | Aspiration Fire Alarm Unit | Aspiration | DigiPlex Fet AS | A2_201 White Space Corridor | DigiPlex Fet AS/A2/A2_Floor 2/A2_201 White Space Corridor |  | Fire Alarm | 2019-05-28 10:49 |  | Fire Alarm Aspiration Sensing Technology
'+A1=353.235-LR501 | Variable Frequency Drive | VFD | DigiPlex Fet AS | A1_311 Hypoxic HVAC Room A | DigiPlex Fet AS/A1/A1_Floor 3/A1_311 Hypoxic HVAC Room A |  | Power Control | 2019-05-23 10:35 |  | Danfoss
'+A2=360.131 | Air Handling Unit | AHU | DigiPlex Fet AS | A2_327 Air Handling White Space | DigiPlex Fet AS/A2/A2_Floor 3/A2_327 Air Handling White Space |  | Air Conditioning | 2019-09-10 13:03
30315 | Heating Electrical Panel Radiator | Electric Panel Heater | DigiPlex Fet AS | A1_319 Hypoxic HVAC Room B | DigiPlex Fet AS/A1/A1_Floor 3/A1_319 Hypoxic HVAC Room B |  | Heating Equipment | 2019-10-04 08:10 |  | NOBO
30125 | Aspiration Fire Alarm Unit | Aspiration | DigiPlex Fet AS | AM_213 FMMR-A | DigiPlex Fet AS/AM/AM_Floor 2/AM_213 FMMR-A |  | Fire Alarm | 2019-05-28 10:48 |  | Fire Alarm Aspiration Sensing Technology
'+A1=462.221-NB001 | UPS A1_2 A System | UPS Static | DigiPlex Fet AS | A1_217 UPS Room A | DigiPlex Fet AS/A1/A1_Floor 2/A1_217 UPS Room A |  | UPS | 2019-05-23 10:15 |  | ABB
'+A2=462.232-XQ025 | Switch Output to Load Bank | Air Circuit Breaker | DigiPlex Fet AS | A2_321 UPS Output Switchboard B | DigiPlex Fet AS/A2/A2_Floor 3/A2_321 UPS Output Switchboard B |  | Electrical Distribution | 2019-09-10 13:02 |  | ABB
'+A1=353.211-LR502 | Variable Frequency Drive | VFD | DigiPlex Fet AS | A1_117 Battery Room A | DigiPlex Fet AS/A1/A1_Floor 1/A1_117 Battery Room A |  | Power Control | 2019-05-23 10:35 |  | Danfoss
30109 | Aspiration Fire Alarm Unit | Aspiration | DigiPlex Fet AS | AM_122 BMMR-B | DigiPlex Fet AS/AM/AM_Floor 1/AM_122 BMMR-B |  | Fire Alarm | 2019-05-28 10:48 |  | Fire Alarm Aspiration Sensing Technology
'+AM=345.041-UL000 | Compressed Air System | Compressor | DigiPlex Fet AS | AM_402 Tech area | DigiPlex Fet AS/AM/AM_Floor 4/AM_402 Tech area |  | Cooling Production | 2019-05-23 10:34
'+A1=433.234-KW045 | Power Supply Unit for Fire Systems | Fire Power Supply | DigiPlex Fet AS | A1_314 UPS Output Switchboard-A | DigiPlex Fet AS/A1/A1_Floor 3/A1_314 UPS Output Switchboard-A |  | Fire Prevention | 2019-05-28 10:40 |  | Pulsar
'+A1=353.222-LF001 | Indoor Unit DX | DX Unit | DigiPlex Fet AS | A1_222 Battery Room B | DigiPlex Fet AS/A1/A1_Floor 2/A1_222 Battery Room B |  | Cooling | 2019-05-28 10:57 |  | Samsung
'+A2=542.121-RY001 | Aspiration Fire Alarm Unit | Aspiration | DigiPlex Fet AS | AM_208 FMMR-A | DigiPlex Fet AS/AM/AM_Floor 2/AM_208 FMMR-A |  | Fire Alarm | 2019-05-28 10:49 |  | Fire Alarm Aspiration Sensing Technology
'+A1=462.231-NB001 | UPS A1_3 A System | UPS Static | DigiPlex Fet AS | A1_315 UPS Room A | DigiPlex Fet AS/A1/A1_Floor 3/A1_315 UPS Room A |  | UPS | 2019-05-23 10:19 |  | ABB
'+A2=431.211-XP504 | Grid Analyzer, Main Distribution +A2=432.211 | Power Meter | DigiPlex Fet AS | A2_117 Main Input Switchboard A | DigiPlex Fet AS/A2/A2_Floor 1/A2_117 Main Input Switchboard A |  | Power Equipment | 2019-05-23 10:34 |  | IME
'+A2=542.131-RY001 | Aspiration Fire Alarm Unit | Aspiration | DigiPlex Fet AS | A1_Floor 3 | DigiPlex Fet AS/A1/A1_Floor 3 |  | Fire Alarm | 2019-05-28 10:48 |  | Fire Alarm Aspiration Sensing Technology
'+A1=353.236-LR501 | Variable Frequency Drive | VFD | DigiPlex Fet AS | A1_319 Hypoxic HVAC Room B | DigiPlex Fet AS/A1/A1_Floor 3/A1_319 Hypoxic HVAC Room B |  | Power Control | 2019-05-23 10:35 |  | Danfoss
'+A2=431.221 | Main Distribution Board A Side | Switchboard | DigiPlex Fet AS | A2_216 Main Input Switchboard A | DigiPlex Fet AS/A2/A2_Floor 2/A2_216 Main Input Switchboard A |  | Electrical Distribution | 2019-05-23 10:35
Temp057 | Axial fans supply | Axial Fan | DigiPlex Fet AS | A1_322 Battery Room B | DigiPlex Fet AS/A1/A1_Floor 3/A1_322 Battery Room B |  | Air Conditioning | 2019-05-23 10:34 |  | FlaktWoods
'+A2=462.232-XQ015 | Switch Output to IDF1 (B-side) | Air Circuit Breaker | DigiPlex Fet AS | A2_321 UPS Output Switchboard B | DigiPlex Fet AS/A2/A2_Floor 3/A2_321 UPS Output Switchboard B |  | Electrical Distribution | 2019-09-10 13:02 |  | ABB
'+A2=542.131-RY011 | Aspiration Fire Alarm Unit | Aspiration | DigiPlex Fet AS | A1_Floor 3 | DigiPlex Fet AS/A1/A1_Floor 3 |  | Fire Alarm | 2019-05-28 10:48 |  | Fire Alarm Aspiration Sensing Technology
'+A3=462.111-XQ020 | Switch Output to Whitespace A2_3 (C-side) | Air Circuit Breaker | DigiPlex Fet AS | A3_105 UPS Output Switchboard C | DigiPlex Fet AS/A3/A3_Floor 1/A3_105 UPS Output Switchboard C |  | Electrical Distribution | 2019-09-10 12:58 |  | ABB
30379 | Distribution Board +AM=433.331 | Distribution Board | DigiPlex Fet AS | AM_302 Corridor | DigiPlex Fet AS/AM/AM_Floor 3/AM_302 Corridor |  | Electrical Distribution | 2019-05-23 10:34 |  | ELCOR
'+A1=542.003-RR011 | Aspiration Fire Alarm Unit | Aspiration | DigiPlex Fet AS | A1_301 White Space Corridor | DigiPlex Fet AS/A1/A1_Floor 3/A1_301 White Space Corridor |  | Fire Alarm | 2019-05-28 10:49 |  | Fire Alarm Aspiration Sensing Technology
'+A1=433.233-KW009 | Power Supply Unit for Fire Systems | Fire Power Supply | DigiPlex Fet AS | A1_320 Technical Corridor | DigiPlex Fet AS/A1/A1_Floor 3/A1_320 Technical Corridor |  | Fire Prevention | 2019-05-28 10:40 |  | Pulsar
'+A1=542.002-RR003 | Aspiration Fire Alarm Unit | Aspiration | DigiPlex Fet AS | A1_214 UPS Output Switchboard A | DigiPlex Fet AS/A1/A1_Floor 2/A1_214 UPS Output Switchboard A |  | Fire Alarm | 2019-05-28 10:48 |  | Fire Alarm Aspiration Sensing Technology
'+AM=360.001-NW001 | Hot Water Immersion Tank (Tap Water) | Electric Water Heater | DigiPlex Fet AS | AM_402 Tech area | DigiPlex Fet AS/AM/AM_Floor 4/AM_402 Tech area |  | Heating Equipment | 2019-05-23 10:19
'+A2=234.011-DU001 | Restricted Access Exterior Door | Security Door | DigiPlex Fet AS | Gate Pedestrian | DigiPlex Fet AS/DFAS External Areas/Gate Pedestrian |  | Physical Security | 2019-05-23 10:15
'+A2=432.211-XQ018 | Main Switch to UPS nr.2 A Side | Air Circuit Breaker | DigiPlex Fet AS | A2_117 Main Input Switchboard A | DigiPlex Fet AS/A2/A2_Floor 1/A2_117 Main Input Switchboard A |  | Electrical Distribution | 2019-05-23 10:10 |  | ABB
'+A3=353.136 | CCU02 | CCU DX | DigiPlex Fet AS | A3_303 IDF2 (OSL20 - F03I02) | DigiPlex Fet AS/A3/A3_Floor 3/A3_303 IDF2 (OSL20 - F03I02) |  | Cooling | 2019-09-10 12:58
'+A2=462.211-XP502 | Grid Analyzer, Whitespace A | Power Meter | DigiPlex Fet AS | A2_119 UPS Output Switchboard A | DigiPlex Fet AS/A2/A2_Floor 1/A2_119 UPS Output Switchboard A |  | Power Equipment | 2019-05-23 10:34 |  | IME
'+A2=431.212 | Main Distribution Board | Switchboard | DigiPlex Fet AS | A2_129 Main Input Switchboard B | DigiPlex Fet AS/A2/A2_Floor 1/A2_129 Main Input Switchboard B |  | Electrical Distribution | 2019-05-23 10:35
'+A3=462.213-GH100 | UPS A3_1 C Battery System | Battery String | DigiPlex Fet AS | A3_104 Battery Room C | DigiPlex Fet AS/A3/A3_Floor 1/A3_104 Battery Room C |  | UPS | 2019-09-10 12:58
'+A1=542.003-RR006 | Aspiration Fire Alarm Unit | Aspiration | DigiPlex Fet AS | A1_301 White Space Corridor | DigiPlex Fet AS/A1/A1_Floor 3/A1_301 White Space Corridor |  | Fire Alarm | 2019-05-28 10:48 |  | Fire Alarm Aspiration Sensing Technology
'+A2=433.213-KW010 | Power Supply Unit for Fire Systems | Fire Power Supply | DigiPlex Fet AS | A2_125 White Space Corridor | DigiPlex Fet AS/A2/A2_Floor 1/A2_125 White Space Corridor |  | Fire Prevention | 2019-05-28 10:40 |  | Pulsar
'+A0=725.001-DP002 | Universal Access pedestrian gate | Auto Gate | DigiPlex Fet AS | Gate Pedestrian | DigiPlex Fet AS/DFAS External Areas/Gate Pedestrian |  | Physical Security | 2019-05-23 10:15
30184 | Switchboard KRITISKE KURSER TIL STYRESYSTEMER | Switchboard | DigiPlex Fet AS | A1_216 Main Input Switchboard A | DigiPlex Fet AS/A1/A1_Floor 2/A1_216 Main Input Switchboard A |  | Electrical Distribution | 2019-05-23 10:13 |  | ELCOR
'+A1=353.231-LR401 | Variable Frequency Drive | VFD | DigiPlex Fet AS | A1_315 UPS Room A | DigiPlex Fet AS/A1/A1_Floor 3/A1_315 UPS Room A |  | Power Control | 2019-05-23 10:35 |  | Danfoss
'+A1=462.222-XQ025 | MCB -XQ025 LASTBANK B-SIDE | Air Circuit Breaker | DigiPlex Fet AS | A1_221 UPS Output Switchboard B | DigiPlex Fet AS/A1/A1_Floor 2/A1_221 UPS Output Switchboard B |  | Electrical Distribution | 2019-05-23 10:35 |  | ABB
'+A1=339.112-XZ001 | Hypoxic Monitoring Unit - I/O MODUL | Hypoxic Monitoring | DigiPlex Fet AS | A1_204 Munters Corridor | DigiPlex Fet AS/A1/A1_Floor 2/A1_204 Munters Corridor |  | Fire Prevention | 2019-05-23 10:09 |  | Hypoxic Technologies
'+A2=431.211-XS012 | Switch, Supply To/From +A2=431.212 B Side | Air Circuit Breaker | DigiPlex Fet AS | A2_117 Main Input Switchboard A | DigiPlex Fet AS/A2/A2_Floor 1/A2_117 Main Input Switchboard A |  | Electrical Distribution | 2019-05-23 10:35 |  | ABB
'+A2=562.112 | SAMLESKAP | Distribution Board | DigiPlex Fet AS | A2_125 White Space Corridor | DigiPlex Fet AS/A2/A2_Floor 1/A2_125 White Space Corridor |  | Electrical Distribution | 2019-05-23 10:35
'+A2=432.211 | Main Distribution Board | Switchboard | DigiPlex Fet AS | A2_117 Main Input Switchboard A | DigiPlex Fet AS/A2/A2_Floor 1/A2_117 Main Input Switchboard A |  | Electrical Distribution | 2019-05-23 10:35
'+A2=432.232-XQ018 | Switch Output to UPS 1 (B-side) | Air Circuit Breaker | DigiPlex Fet AS | A2_318 Main Input Switchboard B | DigiPlex Fet AS/A2/A2_Floor 3/A2_318 Main Input Switchboard B |  | Electrical Distribution | 2019-09-10 13:03 |  | ABB
30237 | Control Panel Underfordeling | Distribution Board | DigiPlex Fet AS | A1_202 White Space | DigiPlex Fet AS/A1/A1_Floor 2/A1_202 White Space |  | Electrical Distribution | 2019-05-23 10:34 |  | ELCOR
'+A2=462.221-XQ020 | MCB Busbar Whitespace, A | Air Circuit Breaker | DigiPlex Fet AS | A2_214 UPS Output Switchboard A | DigiPlex Fet AS/A2/A2_Floor 2/A2_214 UPS Output Switchboard A |  | Electrical Distribution | 2019-05-23 10:20 |  | ABB
'+A1=542.131-OU001 | Fire Panel System 7 | Fire Panel | DigiPlex Fet AS | A1_301 White Space Corridor | DigiPlex Fet AS/A1/A1_Floor 3/A1_301 White Space Corridor |  | Fire Alarm | 2019-05-23 10:09 |  | Eltek
'+A2=432.232 | Main Distribution Board B side | Switchboard | DigiPlex Fet AS | A2_318 Main Input Switchboard B | DigiPlex Fet AS/A2/A2_Floor 3/A2_318 Main Input Switchboard B |  | Electrical Distribution | 2019-09-10 13:03
'+A2=462.222-XS023 | MCB from UPS nr. 2 | Air Circuit Breaker | DigiPlex Fet AS | A2_221 UPS Output Switchboard B | DigiPlex Fet AS/A2/A2_Floor 2/A2_221 UPS Output Switchboard B |  | Electrical Distribution | 2019-05-23 10:14 |  | ABB
'+A1=353.121-IK300 | Munters Unit A1_2_3 | Munters | DigiPlex Fet AS | A1_205 Air Handling Plant | DigiPlex Fet AS/A1/A1_Floor 2/A1_205 Air Handling Plant |  | Cooling Production | 2019-05-23 10:35 |  | Munters Belgium
'+A1=353.131-IK700 | Munters Unit A1_3_7 | Munters | DigiPlex Fet AS | A1_310 Air Handling Plant | DigiPlex Fet AS/A1/A1_Floor 3/A1_310 Air Handling Plant |  | Cooling Production | 2019-05-23 10:35 |  | Munters
'+A2=431.211-XQ015 | Switch Supply From Generator nr. 1 | Air Circuit Breaker | DigiPlex Fet AS | A2_117 Main Input Switchboard A | DigiPlex Fet AS/A2/A2_Floor 1/A2_117 Main Input Switchboard A |  | Electrical Distribution | 2019-05-23 10:35 |  | ABB
30423 | Variable Frequency Drive | VFD | DigiPlex Fet AS | A2_323 UPS Room B | DigiPlex Fet AS/A2/A2_Floor 3/A2_323 UPS Room B |  | Power Control | 2019-09-10 13:03 |  | Danfoss
'+A2=462.221-XS021 | MCB Group Switch for UPS Fields (06-07-08-09) | Air Circuit Breaker | DigiPlex Fet AS | A2_214 UPS Output Switchboard A | DigiPlex Fet AS/A2/A2_Floor 2/A2_214 UPS Output Switchboard A |  | Electrical Distribution | 2019-05-23 10:21 |  | ABB
'+A2=431.232 | Main Switchboard B side | Switchboard | DigiPlex Fet AS | A2_318 Main Input Switchboard B | DigiPlex Fet AS/A2/A2_Floor 3/A2_318 Main Input Switchboard B |  | Electrical Distribution | 2019-09-10 13:03
'+A1=335.225 | Novec Gas Suppression | Fire Suppression | DigiPlex Fet AS | A1_218 Main Input Switchboard B | DigiPlex Fet AS/A1/A1_Floor 2/A1_218 Main Input Switchboard B |  | Fire Prevention | 2019-06-26 08:53 |  | S
'+A2=360.212-JV402 | Axial Supply Fan 2 | Axial Fan | DigiPlex Fet AS | A2_130 Battery Room B | DigiPlex Fet AS/A2/A2_Floor 1/A2_130 Battery Room B |  | Air Conditioning | 2019-05-23 10:34 |  | Flakt Woods
Temp056 | Axial fans supply | Axial Fan | DigiPlex Fet AS | A1_322 Battery Room B | DigiPlex Fet AS/A1/A1_Floor 3/A1_322 Battery Room B |  | Air Conditioning | 2019-05-23 10:34 |  | FlaktWoods
'+A2=434.224 | AUTOMATIKKFORDELING Control Panel | Distribution Board | DigiPlex Fet AS | A2_216 Main Input Switchboard A | DigiPlex Fet AS/A2/A2_Floor 2/A2_216 Main Input Switchboard A |  | Electrical Distribution | 2019-05-23 10:34 |  | ELCOR
'+A2=542.004-RR009 | Aspiration Fire Alarm Unit | Aspiration | DigiPlex Fet AS | A2_125 White Space Corridor | DigiPlex Fet AS/A2/A2_Floor 1/A2_125 White Space Corridor |  | Fire Alarm | 2019-05-28 10:49 |  | Fire Alarm Aspiration Sensing Technology
'+A2=360.222-JV502 | Axial Extract Fan 2 | Axial Fan | DigiPlex Fet AS | A2_223 UPS Room B | DigiPlex Fet AS/A2/A2_Floor 2/A2_223 UPS Room B |  | Air Conditioning | 2019-05-23 10:34 |  | Flakt Woods
'+A1=353.631-LR402 | Variable Frequency Drive | VFD | DigiPlex Fet AS | A1_316 Munters Corridor | DigiPlex Fet AS/A1/A1_Floor 3/A1_316 Munters Corridor |  | Power Control | 2019-05-23 10:35 |  | Danfoss
'+A2=462.222-GH100 | UPS A2_2 B Battery System | Battery String | DigiPlex Fet AS | A2_222 Battery Room B | DigiPlex Fet AS/A2/A2_Floor 2/A2_222 Battery Room B |  | UPS | 2019-05-28 11:01
'+A1=462.232-XS015 | MCB -XS015 BY-PASS FRA +A1=432.232 | Air Circuit Breaker | DigiPlex Fet AS | A1_321 UPS Output Switchboard-B | DigiPlex Fet AS/A1/A1_Floor 3/A1_321 UPS Output Switchboard-B |  | Electrical Distribution | 2019-05-23 10:35 |  | ABB
30409 | Distribution Board | Distribution Board | DigiPlex Fet AS | A2_311 Hypoxic HVAC Room A | DigiPlex Fet AS/A2/A2_Floor 3/A2_311 Hypoxic HVAC Room A |  | Electrical Distribution | 2019-09-10 13:03 |  | ELCOR
30220 | Heating Electrical Panel Radiator | Electric Panel Heater | DigiPlex Fet AS | A1_218 Main Input Switchboard B | DigiPlex Fet AS/A1/A1_Floor 2/A1_218 Main Input Switchboard B |  | Heating Equipment | 2019-05-23 10:34 |  | NOBO
30312 | Heating Electrical Panel Radiator | Electric Panel Heater | DigiPlex Fet AS | A1_318 Main Input Switchboard-B | DigiPlex Fet AS/A1/A1_Floor 3/A1_318 Main Input Switchboard-B |  | Heating Equipment | 2019-05-23 10:34 |  | NOBO
'+A1=432.212-XQ018 | MCB -XQ018 TIL UPS NR. 1 - B-SIDE | Air Circuit Breaker | DigiPlex Fet AS | A1_130 Main Input Switchboard B | DigiPlex Fet AS/A1/A1_Floor 1/A1_130 Main Input Switchboard B |  | Electrical Distribution | 2019-05-23 10:10 |  | ABB
'+A1=353.131-IK300 | Munters Unit A1_3_3 | Munters | DigiPlex Fet AS | A1_310 Air Handling Plant | DigiPlex Fet AS/A1/A1_Floor 3/A1_310 Air Handling Plant |  | Cooling Production | 2019-05-23 10:35 |  | Munters
30291 | BATTERIER 24VDC | Switchboard | DigiPlex Fet AS | A1_312 Main Input Switchboard-A | DigiPlex Fet AS/A1/A1_Floor 3/A1_312 Main Input Switchboard-A |  | Electrical Distribution | 2019-05-23 10:34 |  | Marathon
'+A1=543.111-OS001 | Access and CCTV | Access Control System | DigiPlex Fet AS | A1_125 White Space | DigiPlex Fet AS/A1/A1_Floor 1/A1_125 White Space |  | Security System | 2019-05-23 10:10
'+A1=431.211-XQ016 | MCB -XQ016 HOVEDBRYTER +A1=462.211 A-SIDE | Air Circuit Breaker | DigiPlex Fet AS | A1_118 Main Input Switchboard A | DigiPlex Fet AS/A1/A1_Floor 1/A1_118 Main Input Switchboard A |  | Electrical Distribution | 2019-05-23 10:35 |  | ABB
'+A1=353.212-LR502 | Variable Frequency Drive | VFD | DigiPlex Fet AS | A1_132 Battery Room B | DigiPlex Fet AS/A1/A1_Floor 1/A1_132 Battery Room B |  | Power Control | 2019-05-23 10:35 |  | Danfoss
'+A1=431.222-XS010 | MCB - XS010 FORSYNING TIL/FRA +A1=431.221 A-SIDE | Air Circuit Breaker | DigiPlex Fet AS | A1_218 Main Input Switchboard B | DigiPlex Fet AS/A1/A1_Floor 2/A1_218 Main Input Switchboard B |  | Electrical Distribution | 2019-05-23 10:35 |  | ABB
'+A1=335.221 | Novec Gas Suppression | Fire Suppression | DigiPlex Fet AS | A1_216 Main Input Switchboard A | DigiPlex Fet AS/A1/A1_Floor 2/A1_216 Main Input Switchboard A |  | Fire Prevention | 2019-06-26 08:53
'+A1=339.113-ZA002 | ADOX 1500 Hypoxic Generator B | Hypoxic Generator | DigiPlex Fet AS | A1_319 Hypoxic HVAC Room B | DigiPlex Fet AS/A1/A1_Floor 3/A1_319 Hypoxic HVAC Room B |  | Fire Prevention | 2019-05-23 10:09 |  | Isolcell
'+A1=353.221-LR501 | Variable Frequency Drive | VFD | DigiPlex Fet AS | A1_217 UPS Room A | DigiPlex Fet AS/A1/A1_Floor 2/A1_217 UPS Room A |  | Power Control | 2019-05-23 10:35 |  | Danfoss
'+A1=462.211-XQ020 | MCB -XQ020 STROMSKINNE 4x2500 WHITE SPACE - A-SIDE | Air Circuit Breaker | DigiPlex Fet AS | A1_119 UPS Output Switchboard A | DigiPlex Fet AS/A1/A1_Floor 1/A1_119 UPS Output Switchboard A |  | Electrical Distribution | 2019-05-23 10:14 |  | ABB
'+A2=462.211 | Distribution Board UPS Output A | Distribution Board | DigiPlex Fet AS | A2_119 UPS Output Switchboard A | DigiPlex Fet AS/A2/A2_Floor 1/A2_119 UPS Output Switchboard A |  | Electrical Distribution | 2019-05-23 10:34
'+A2=432.222-XQ019 | Main Switch to UPS nr.2 B Side | Air Circuit Breaker | DigiPlex Fet AS | A2_218 Main Input Switchboard B | DigiPlex Fet AS/A2/A2_Floor 2/A2_218 Main Input Switchboard B |  | Electrical Distribution | 2019-05-23 10:21 |  | ABB
'+A2=542.111-RY001 | Aspiration Fire Alarm Unit | Aspiration | DigiPlex Fet AS | AM_109 BMMR-A | DigiPlex Fet AS/AM/AM_Floor 1/AM_109 BMMR-A |  | Fire Alarm | 2019-05-28 10:48 |  | Fire Alarm Aspiration Sensing Technology
'+A1=462.212-XQ020 | MCB -XQ020 STROMSKINNE 4x2500 WHITE SPACE - B-SIDE | Air Circuit Breaker | DigiPlex Fet AS | A1_131 UPS Output Switchboard B | DigiPlex Fet AS/A1/A1_Floor 1/A1_131 UPS Output Switchboard B |  | Electrical Distribution | 2019-05-23 10:14 |  | ABB
'+A2=542.005-RR004 | Aspiration Fire Alarm Unit | Aspiration | DigiPlex Fet AS | A2_221 UPS Output Switchboard B | DigiPlex Fet AS/A2/A2_Floor 2/A2_221 UPS Output Switchboard B |  | Fire Alarm | 2019-05-28 10:49 |  | Fire Alarm Aspiration Sensing Technology
'+A1=432.212 | Switchboard Output Side B | Switchboard | DigiPlex Fet AS | A1_130 Main Input Switchboard B | DigiPlex Fet AS/A1/A1_Floor 1/A1_130 Main Input Switchboard B |  | Electrical Distribution | 2019-05-23 10:35 |  | ELCOR
30256 | BMS Panel | BMS Outstation | DigiPlex Fet AS | AM_402 Tech area | DigiPlex Fet AS/AM/AM_Floor 4/AM_402 Tech area |  | BMS Equipment | 2019-05-23 10:14 |  | GK Byggautomasjon
'+A3=353.136 | Munters Unit A3_3_6 | Munters | DigiPlex Fet AS | A3_302 Munters Area | DigiPlex Fet AS/A3/A3_Floor 3/A3_302 Munters Area |  | Cooling Production | 2019-09-10 12:59 |  | Munters Belgium
'+A2=462.221-XS022 | MCB from UPS nr. 1 | Air Circuit Breaker | DigiPlex Fet AS | A2_214 UPS Output Switchboard A | DigiPlex Fet AS/A2/A2_Floor 2/A2_214 UPS Output Switchboard A |  | Electrical Distribution | 2019-05-23 10:10 |  | ABB
'+A2=432.231 | Main Distribution Board A side | Switchboard | DigiPlex Fet AS | A2_312 Main Input Switchboard A | DigiPlex Fet AS/A2/A2_Floor 3/A2_312 Main Input Switchboard A |  | Electrical Distribution | 2019-09-10 13:03
'+A2=562.111 | SAMLESKAP | Distribution Board | DigiPlex Fet AS | A2_123 Munters Corridor | DigiPlex Fet AS/A2/A2_Floor 1/A2_123 Munters Corridor |  | Electrical Distribution | 2019-05-23 10:35 |  | IME
'+A2=432.221-XP502 | Grid Analyzer, Substation +A2=434.211 | Power Meter | DigiPlex Fet AS | A2_216 Main Input Switchboard A | DigiPlex Fet AS/A2/A2_Floor 2/A2_216 Main Input Switchboard A |  | Power Equipment | 2019-05-23 10:34 |  | IME
'+A1=431.211-XQ011 | MCB -XQ011 FORSYNING FRA GENERATOR NR. 1 | Air Circuit Breaker | DigiPlex Fet AS | A1_118 Main Input Switchboard A | DigiPlex Fet AS/A1/A1_Floor 1/A1_118 Main Input Switchboard A |  | Electrical Distribution | 2019-05-23 10:35 |  | ABB
'+A1=542.001-RR019 | Aspiration Fire Alarm Unit | Aspiration | DigiPlex Fet AS | A1_105 CMMR-A | DigiPlex Fet AS/A1/A1_Floor 1/A1_105 CMMR-A |  | Fire Alarm | 2019-05-28 10:48 |  | Fire Alarm Aspiration Sensing Technology
'+A1=353.212-LR401 | Variable Frequency Drive | VFD | DigiPlex Fet AS | A1_132 Battery Room B | DigiPlex Fet AS/A1/A1_Floor 1/A1_132 Battery Room B |  | Power Control | 2019-05-23 10:35 |  | Danfoss
'+A1=433.214 | Distribution Board | Distribution Board | DigiPlex Fet AS | A1_130 Main Input Switchboard B | DigiPlex Fet AS/A1/A1_Floor 1/A1_130 Main Input Switchboard B |  | Electrical Distribution | 2019-05-23 10:34 |  | ELCOR
30236 | Control Panel Underfordeling - Rekkeklemmer | Distribution Board | DigiPlex Fet AS | A1_202 White Space | DigiPlex Fet AS/A1/A1_Floor 2/A1_202 White Space |  | Electrical Distribution | 2019-05-23 10:34 |  | ELCOR
'+A2=353.111-IK200 | Munters Unit A2_1_2 | Munters | DigiPlex Fet AS | A2_107 Air Handling Plant Area | DigiPlex Fet AS/A2/A2_Floor 1/A2_107 Air Handling Plant Area |  | Cooling Production | 2019-05-23 10:35 |  | Munters Belgium
'+A2=462.222 | Distribution Board UPS Output B | Switchboard | DigiPlex Fet AS | A2_221 UPS Output Switchboard B | DigiPlex Fet AS/A2/A2_Floor 2/A2_221 UPS Output Switchboard B |  | Electrical Distribution | 2019-05-23 10:21
'+A2=360.212-JV503 | Battery Room Extract Fan | Axial Fan | DigiPlex Fet AS | A2_130 Battery Room B | DigiPlex Fet AS/A2/A2_Floor 1/A2_130 Battery Room B |  | Air Conditioning | 2019-05-23 10:34 |  | SystemAir
'+A2=432.232-XQ020 | Switch Output to UPS 3 (B-side) | Air Circuit Breaker | DigiPlex Fet AS | A2_318 Main Input Switchboard B | DigiPlex Fet AS/A2/A2_Floor 3/A2_318 Main Input Switchboard B |  | Electrical Distribution | 2019-09-10 13:03 |  | ABB
'+A2=432.232-XQ019 | Switch Output to UPS 2 (B-side) | Air Circuit Breaker | DigiPlex Fet AS | A2_318 Main Input Switchboard B | DigiPlex Fet AS/A2/A2_Floor 3/A2_318 Main Input Switchboard B |  | Electrical Distribution | 2019-09-10 13:03 |  | ABB
'+A2=462.232-XS023 | Switch Input from UPS 2 (B-side) | Air Circuit Breaker | DigiPlex Fet AS | A2_321 UPS Output Switchboard B | DigiPlex Fet AS/A2/A2_Floor 3/A2_321 UPS Output Switchboard B |  | Electrical Distribution | 2019-09-10 13:02 |  | ABB
'+A1=542.003-RR010 | Aspiration Fire Alarm Unit | Aspiration | DigiPlex Fet AS | A1_301 White Space Corridor | DigiPlex Fet AS/A1/A1_Floor 3/A1_301 White Space Corridor |  | Fire Alarm | 2019-05-28 10:48 |  | Fire Alarm Aspiration Sensing Technology
'+A2=562.124 | SAMLESKAP | Distribution Board | DigiPlex Fet AS | A2_201 White Space Corridor | DigiPlex Fet AS/A2/A2_Floor 2/A2_201 White Space Corridor |  | Electrical Distribution | 2019-05-23 10:35
'+A3=432.111-XQ020 | Switch Output to UPS 3 (C-side) | Air Circuit Breaker | DigiPlex Fet AS | A3_103 Main Input Switchboard C | DigiPlex Fet AS/A3/A3_Floor 1/A3_103 Main Input Switchboard C |  | Electrical Distribution | 2019-09-10 12:59 |  | ABB
'+A2=462.212-XQ020 | MCB Busbar Whitespace, B | Air Circuit Breaker | DigiPlex Fet AS | A2_131 UPS Output Switchboard B | DigiPlex Fet AS/A2/A2_Floor 1/A2_131 UPS Output Switchboard B |  | Electrical Distribution | 2019-05-23 10:10 |  | ABB
'+A2=353.231-LK001 | Outdoor Unit DX | DX Unit | DigiPlex Fet AS | A2_312 Main Input Switchboard A | DigiPlex Fet AS/A2/A2_Floor 3/A2_312 Main Input Switchboard A |  | Cooling | 2019-09-10 13:02 |  | Samsung
30075 | Hose Reel | Fire Hose | DigiPlex Fet AS | A1_122 Airlock | DigiPlex Fet AS/A1/A1_Floor 1/A1_122 Airlock |  | Fire Prevention | 2019-05-28 10:40
'+A1=353.232-LR501 | Variable Frequency Drive | VFD | DigiPlex Fet AS | A1_323 UPS Room B | DigiPlex Fet AS/A1/A1_Floor 3/A1_323 UPS Room B |  | Power Control | 2019-05-23 10:35 |  | Danfoss
'+A2=462.212-XS021 | MCB Group Switch for UPS Fields (06-07-08-09) | Air Circuit Breaker | DigiPlex Fet AS | A2_131 UPS Output Switchboard B | DigiPlex Fet AS/A2/A2_Floor 1/A2_131 UPS Output Switchboard B |  | Electrical Distribution | 2019-05-23 10:14 |  | ABB
'+AM=244.011-DB001 | Fire Shutter | Fire Door | DigiPlex Fet AS | AM_114 Loading Bay | DigiPlex Fet AS/AM/AM_Floor 1/AM_114 Loading Bay |  | Fire Isolation | 2019-05-23 10:10
'+A2=360.221-JV402 | Axial Supply Fan 2 | Axial Fan | DigiPlex Fet AS | A2_217 UPS Room A | DigiPlex Fet AS/A2/A2_Floor 2/A2_217 UPS Room A |  | Air Conditioning | 2019-05-23 10:34 |  | Flakt Woods
'+A1=462.232-XS023 | MCB -XS023 FRA UPS NR.2 B-SIDE | Air Circuit Breaker | DigiPlex Fet AS | A1_321 UPS Output Switchboard-B | DigiPlex Fet AS/A1/A1_Floor 3/A1_321 UPS Output Switchboard-B |  | Electrical Distribution | 2019-05-23 10:19 |  | ABB
'+A1=353.235-LR401 | Variable Frequency Drive | VFD | DigiPlex Fet AS | A1_311 Hypoxic HVAC Room A | DigiPlex Fet AS/A1/A1_Floor 3/A1_311 Hypoxic HVAC Room A |  | Power Control | 2019-05-23 10:35 |  | Danfoss
30222 | Heating Electrical Panel Radiator | Electric Panel Heater | DigiPlex Fet AS | A1_218 Main Input Switchboard B | DigiPlex Fet AS/A1/A1_Floor 2/A1_218 Main Input Switchboard B |  | Heating Equipment | 2019-05-23 10:34 |  | NOBO
30088 | Variable Frequency Drive | VFD | DigiPlex Fet AS | A1_114 Water Plant Rm | DigiPlex Fet AS/A1/A1_Floor 1/A1_114 Water Plant Rm |  | Power Control | 2019-05-23 10:35
'+A1=434.211 | Switchboard Munters A1_1 A | Switchboard | DigiPlex Fet AS | A1_119 UPS Output Switchboard A | DigiPlex Fet AS/A1/A1_Floor 1/A1_119 UPS Output Switchboard A |  | Electrical Distribution | 2019-05-23 10:35 |  | ELCOR
'+A1=542.121-RR009 | Aspiration Fire Alarm Unit | Aspiration | DigiPlex Fet AS | A1_201 White Space Corridor | DigiPlex Fet AS/A1/A1_Floor 2/A1_201 White Space Corridor |  | Fire Alarm | 2019-05-28 10:48 |  | Fire Alarm Aspiration Sensing Technology
'+A1=353.111-IK300 | Munters Unit A1_1_3 | Munters | DigiPlex Fet AS | A1_107 Air Handling Plant Area | DigiPlex Fet AS/A1/A1_Floor 1/A1_107 Air Handling Plant Area |  | Cooling Production | 2019-05-23 10:35 |  | Munters Belgium
Temp059 | Axial fans supply | Axial Fan | DigiPlex Fet AS | A1_319 Hypoxic HVAC Room B | DigiPlex Fet AS/A1/A1_Floor 3/A1_319 Hypoxic HVAC Room B |  | Air Conditioning | 2019-10-04 08:10 |  | FlaktWoods
'+A1=542.003-RR007 | Aspiration Fire Alarm Unit | Aspiration | DigiPlex Fet AS | A1_301 White Space Corridor | DigiPlex Fet AS/A1/A1_Floor 3/A1_301 White Space Corridor |  | Fire Alarm | 2019-05-28 10:49 |  | Fire Alarm Aspiration Sensing Technology
'+A2=542.132-RY006 | Aspiration Fire Alarm Unit | Aspiration | DigiPlex Fet AS | A1_Floor 3 | DigiPlex Fet AS/A1/A1_Floor 3 |  | Fire Alarm | 2019-05-28 10:49 |  | Fire Alarm Aspiration Sensing Technology
'+A1=462.232-GH100 | UPS A1_3 B Battery System | Battery String | DigiPlex Fet AS | A1_322 Battery Room B | DigiPlex Fet AS/A1/A1_Floor 3/A1_322 Battery Room B |  | UPS | 2019-05-28 11:01
'+A2=432.231-XQ020 | Switch Output to UPS 3 (A-side) | Air Circuit Breaker | DigiPlex Fet AS | A2_312 Main Input Switchboard A | DigiPlex Fet AS/A2/A2_Floor 3/A2_312 Main Input Switchboard A |  | Electrical Distribution | 2019-09-10 13:03 |  | ABB
'+A2=542.132-RY007 | Aspiration Fire Alarm Unit | Aspiration | DigiPlex Fet AS | A1_Floor 3 | DigiPlex Fet AS/A1/A1_Floor 3 |  | Fire Alarm | 2019-05-28 10:48 |  | Fire Alarm Aspiration Sensing Technology
30000 | KeyWatcher | KeyWatcher | DigiPlex Fet AS | AM_101 Corridor (Reception) | DigiPlex Fet AS/AM/AM_Floor 1/AM_101 Corridor (Reception) |  | Security System | 2019-05-23 10:35 |  | KeyWatcher
'+A2=431.222-XQ011 | Switch, Supply from Generator nr.4 | Air Circuit Breaker | DigiPlex Fet AS | A2_218 Main Input Switchboard B | DigiPlex Fet AS/A2/A2_Floor 2/A2_218 Main Input Switchboard B |  | Electrical Distribution | 2019-05-23 10:35 |  | ABB
'+A2=461.411-IG002 | Diesel Generator A2_2 | Diesel Generator | DigiPlex Fet AS | Generators A2 | DigiPlex Fet AS/DFAS External Areas/Generators A2 |  | Power Generator | 2019-09-10 13:10 |  | Caterpiller
'+A2=462.231-XQ015 | Switch Output to IDF1 (A-side) | Air Circuit Breaker | DigiPlex Fet AS | A2_314 UPS Output Switchboard A | DigiPlex Fet AS/A2/A2_Floor 3/A2_314 UPS Output Switchboard A |  | Electrical Distribution | 2019-09-10 13:02 |  | ABB
'+A2=353.131-IK100 | Munters Unit A2_3_1 | Munters | DigiPlex Fet AS | A2_310 Air Handling Plant Area | DigiPlex Fet AS/A2/A2_Floor 3/A2_310 Air Handling Plant Area |  | Cooling Production | 2019-09-10 13:03 |  | Munters Belgium
'+A3=452.000 | Heating Electrical Panel Radiator | Electric Panel Heater | DigiPlex Fet AS | A3 | DigiPlex Fet AS/A3 |  | Heating Equipment | 2019-09-10 12:59
'+A1=431.311-XQ010 MC | MCB -XQ010 FORSYNING FRA - HAFSLUND TRAFO NR. 7 | Air Circuit Breaker | DigiPlex Fet AS | A1_130 Main Input Switchboard B | DigiPlex Fet AS/A1/A1_Floor 1/A1_130 Main Input Switchboard B |  | Electrical Distribution | 2019-05-23 10:35 |  | ABB
'+A1=431.231-XQ011 | MCB -XQ011 FORSYNING FRA GENERATOR NR. 3 | Air Circuit Breaker | DigiPlex Fet AS | A1_312 Main Input Switchboard-A | DigiPlex Fet AS/A1/A1_Floor 3/A1_312 Main Input Switchboard-A |  | Electrical Distribution | 2019-05-23 10:35 |  | ABB
'+A1=461.411-IG002 | Diesel Generator A1_2 | Diesel Generator | DigiPlex Fet AS | Generators A1 | DigiPlex Fet AS/DFAS External Areas/Generators A1 |  | Power Generator | 2019-05-23 10:14 |  | Caterpiller
'+A2=462.212-GH100 | UPS A2_1 B Battery System | Battery String | DigiPlex Fet AS | A2_130 Battery Room B | DigiPlex Fet AS/A2/A2_Floor 1/A2_130 Battery Room B |  | UPS | 2019-05-28 11:01
'+A1=353.211-LR401 | Variable Frequency Drive | VFD | DigiPlex Fet AS | A1_117 Battery Room A | DigiPlex Fet AS/A1/A1_Floor 1/A1_117 Battery Room A |  | Power Control | 2019-05-23 10:35 |  | Danfoss
30452 | AHU DX unit small | DX Unit | DigiPlex Fet AS | A1_205 Air Handling Plant | DigiPlex Fet AS/A1/A1_Floor 2/A1_205 Air Handling Plant |  | Cooling | 2019-05-28 10:57
'+A2=360.212-IV001 | Ventilation Aggregate, UPS Room B | AHU | DigiPlex Fet AS | A2_132 UPS Room B | DigiPlex Fet AS/A2/A2_Floor 1/A2_132 UPS Room B |  | Air Conditioning | 2019-05-23 10:35 |  | Flakt Woods
'+A2=353.611-LR401 | Variable Frequency Drive | VFD | DigiPlex Fet AS | A2_123 Munters Corridor | DigiPlex Fet AS/A2/A2_Floor 1/A2_123 Munters Corridor |  | Power Control | 2019-05-23 10:35 |  | Danfoss
'+A2=462.212 | Distribution Board, UPS Output B | Switchboard | DigiPlex Fet AS | A2_131 UPS Output Switchboard B | DigiPlex Fet AS/A2/A2_Floor 1/A2_131 UPS Output Switchboard B |  | Electrical Distribution | 2019-05-23 10:13
'+A1=461.411-IG003 | Diesel Generator A1_3 | Diesel Generator | DigiPlex Fet AS | Generators A1 | DigiPlex Fet AS/DFAS External Areas/Generators A1 |  | Power Generator | 2019-05-23 10:14 |  | Caterpiller
'+A2=353.222-LR502 | Variable Frequency Drive, Extract Fan 2 | VFD | DigiPlex Fet AS | A2_223 UPS Room B | DigiPlex Fet AS/A2/A2_Floor 2/A2_223 UPS Room B |  | Power Control | 2019-05-23 10:35 |  | Danfoss
'+A3=353.135 | CCU01 | CCU DX | DigiPlex Fet AS | A3_303 IDF2 (OSL20 - F03I02) | DigiPlex Fet AS/A3/A3_Floor 3/A3_303 IDF2 (OSL20 - F03I02) |  | Cooling | 2019-09-10 12:58
'+A2=450.211-LH001T | Heating Electrical Panel Radiator | Electric Panel Heater | DigiPlex Fet AS | A2_114 Water Plant Room | DigiPlex Fet AS/A2/A2_Floor 1/A2_114 Water Plant Room |  | Heating Equipment | 2019-05-23 10:34 |  | NOBO
30250 | Glycol Dosing Unit | Dosing Unit | DigiPlex Fet AS | AM_402 Tech area | DigiPlex Fet AS/AM/AM_Floor 4/AM_402 Tech area |  | Water Treatment | 2019-05-23 10:34
'+A1=431.232-XQ015 | MCB -XQ015 BYPASS TIL +A1=462.232 B-SIDE | Air Circuit Breaker | DigiPlex Fet AS | A1_318 Main Input Switchboard-B | DigiPlex Fet AS/A1/A1_Floor 3/A1_318 Main Input Switchboard-B |  | Electrical Distribution | 2019-05-23 10:35 |  | ABB
'+A1=542.003-RR012 | Aspiration Fire Alarm Unit | Aspiration | DigiPlex Fet AS | A1_301 White Space Corridor | DigiPlex Fet AS/A1/A1_Floor 3/A1_301 White Space Corridor |  | Fire Alarm | 2019-05-28 10:48 |  | Fire Alarm Aspiration Sensing Technology
'+A1=335.221-UG000 | Novec Gas Suppression | Fire Suppression | DigiPlex Fet AS | A1_216 Main Input Switchboard A | DigiPlex Fet AS/A1/A1_Floor 2/A1_216 Main Input Switchboard A |  | Fire Prevention | 2019-06-26 08:53
'+A2=353.211-LR402 | Variable Frequency Drive, Supply Fan 2 | VFD | DigiPlex Fet AS | A2_120 UPS Room A | DigiPlex Fet AS/A2/A2_Floor 1/A2_120 UPS Room A |  | Power Control | 2019-05-23 10:35 |  | Danfoss
'+A2=432.212-XP502 | Grid Analyzer, Main Distribution +A2=434.212 | Power Meter | DigiPlex Fet AS | A2_129 Main Input Switchboard B | DigiPlex Fet AS/A2/A2_Floor 1/A2_129 Main Input Switchboard B |  | Power Equipment | 2019-05-23 10:34 |  | IME
'+A2=353.211-LR501 | Variable Frequency Drive, Extract Fan 1 | VFD | DigiPlex Fet AS | A2_120 UPS Room A | DigiPlex Fet AS/A2/A2_Floor 1/A2_120 UPS Room A |  | Power Control | 2019-05-23 10:35 |  | Danfoss
'+AM=244.011-DP001 | Roller Shutter Door | Shutter | DigiPlex Fet AS | AM_114 Loading Bay | DigiPlex Fet AS/AM/AM_Floor 1/AM_114 Loading Bay |  | Physical Security | 2019-05-23 10:35
'+A1=353.121-IK100 | Munters Unit A1_2_1 | Munters | DigiPlex Fet AS | A1_205 Air Handling Plant | DigiPlex Fet AS/A1/A1_Floor 2/A1_205 Air Handling Plant |  | Cooling Production | 2019-05-23 10:35 |  | Munters Belgium
'+A2=434.221 | Switchboard Munters A2_2 A | Switchboard | DigiPlex Fet AS | A2_214 UPS Output Switchboard A | DigiPlex Fet AS/A2/A2_Floor 2/A2_214 UPS Output Switchboard A |  | Electrical Distribution | 2019-05-23 10:35
'+A2=542.131-RY010 | Aspiration Fire Alarm Unit | Aspiration | DigiPlex Fet AS | A1_Floor 3 | DigiPlex Fet AS/A1/A1_Floor 3 |  | Fire Alarm | 2019-05-28 10:49 |  | Fire Alarm Aspiration Sensing Technology
'+A1=434.111 | AUTOMATIKKFORDELING Control Panel | Distribution Board | DigiPlex Fet AS | A1_123 Munters Corridor | DigiPlex Fet AS/A1/A1_Floor 1/A1_123 Munters Corridor |  | Electrical Distribution | 2019-05-23 10:34 |  | ELCOR
30416 | Control Unit for Fire Hatch in Stairwell. | Smoke Hatch | DigiPlex Fet AS | A2_320 Technical Corridor | DigiPlex Fet AS/A2/A2_Floor 3/A2_320 Technical Corridor |  | Fire Isolation | 2019-09-10 13:02 |  | Everlite
'+A1=431.221-XQ016 | MCB - XQ016 HOVEDBRYTER +A1=431.221 A-SIDE | Air Circuit Breaker | DigiPlex Fet AS | A1_216 Main Input Switchboard A | DigiPlex Fet AS/A1/A1_Floor 2/A1_216 Main Input Switchboard A |  | Electrical Distribution | 2019-05-23 10:35 |  | ABB
'+A1=433.236 | UNDERFORDELING | Distribution Board | DigiPlex Fet AS | A1_311 Hypoxic HVAC Room A | DigiPlex Fet AS/A1/A1_Floor 3/A1_311 Hypoxic HVAC Room A |  | Electrical Distribution | 2019-05-23 10:35 |  | ELCOR
'+A2=462.211-XS024 | MCB from UPS nr. 3 | Air Circuit Breaker | DigiPlex Fet AS | A2_119 UPS Output Switchboard A | DigiPlex Fet AS/A2/A2_Floor 1/A2_119 UPS Output Switchboard A |  | Electrical Distribution | 2019-05-23 10:22 |  | ABB
TEMPSpillKitDFAS | Fuel Spillage kit DFAS | Fuel Spillage Kit | DigiPlex Fet AS | DigiPlex Fet AS | DigiPlex Fet AS |  | Environment | 2019-05-23 10:10
'+A2=542.005-RR003 | Aspiration Fire Alarm Unit | Aspiration | DigiPlex Fet AS | A2_214 UPS Output Switchboard A | DigiPlex Fet AS/A2/A2_Floor 2/A2_214 UPS Output Switchboard A |  | Fire Alarm | 2019-05-28 10:48 |  | Fire Alarm Aspiration Sensing Technology
'+A2=542.004-RR007 | Aspiration Fire Alarm Unit | Aspiration | DigiPlex Fet AS | A2_125 White Space Corridor | DigiPlex Fet AS/A2/A2_Floor 1/A2_125 White Space Corridor |  | Fire Alarm | 2019-05-28 10:49 |  | Fire Alarm Aspiration Sensing Technology
'+A1=335.228 | Novec Gas Suppression | Fire Suppression | DigiPlex Fet AS | A1_219 Heat/Vent/AC | DigiPlex Fet AS/A1/A1_Floor 2/A1_219 Heat/Vent/AC |  | Fire Prevention | 2019-06-26 08:53 |  | S
'+A2=462.212-XS022 | MCB from UPS nr. 1 | Air Circuit Breaker | DigiPlex Fet AS | A2_131 UPS Output Switchboard B | DigiPlex Fet AS/A2/A2_Floor 1/A2_131 UPS Output Switchboard B |  | Electrical Distribution | 2019-05-23 10:19 |  | ABB
'+A3=462.213-NB001 | UPS A3_1 C System | UPS Static | DigiPlex Fet AS | A3_102 UPS Room C | DigiPlex Fet AS/A3/A3_Floor 1/A3_102 UPS Room C |  | UPS | 2019-09-10 12:58 |  | ABB
'+A2=244.111-DB001 | Interior Fire Door, A WS | Fire Door | DigiPlex Fet AS | A2_310 Air Handling Plant Area | DigiPlex Fet AS/A2/A2_Floor 3/A2_310 Air Handling Plant Area |  | Fire Isolation | 2019-10-07 15:54
'+A2=353.212-LR502 | Variable Frequency Drive, Extract Fan 2 | VFD | DigiPlex Fet AS | A2_132 UPS Room B | DigiPlex Fet AS/A2/A2_Floor 1/A2_132 UPS Room B |  | Power Control | 2019-05-23 10:35 |  | Danfoss
'+A2=542.131-RY014 | Aspiration Fire Alarm Unit | Aspiration | DigiPlex Fet AS | A1_Floor 3 | DigiPlex Fet AS/A1/A1_Floor 3 |  | Fire Alarm | 2019-05-28 10:49 |  | Fire Alarm Aspiration Sensing Technology
'+A2=335.131 | Novec 1230 WS, Level 3 | Fire Suppression | DigiPlex Fet AS | A2_302 White Space (OSL20 - F03C01) | DigiPlex Fet AS/A2/A2_Floor 3/A2_302 White Space (OSL20 - F03C01) |  | Fire Prevention | 2019-09-10 13:07
'+A1=353.232-LR401 | Variable Frequency Drive | VFD | DigiPlex Fet AS | A1_323 UPS Room B | DigiPlex Fet AS/A1/A1_Floor 3/A1_323 UPS Room B |  | Power Control | 2019-05-23 10:35 |  | Danfoss
'+A2=542.131-RY005 | Aspiration Fire Alarm Unit | Aspiration | DigiPlex Fet AS | A1_Floor 3 | DigiPlex Fet AS/A1/A1_Floor 3 |  | Fire Alarm | 2019-05-28 10:48 |  | Fire Alarm Aspiration Sensing Technology
'+A0=725.001-DP004 | Gate Vehicle Generator Side | Auto Gate | DigiPlex Fet AS | Gate Vehicle | DigiPlex Fet AS/DFAS External Areas/Gate Vehicle |  | Physical Security | 2019-05-23 10:20
30424 | Variable Frequency Drive | VFD | DigiPlex Fet AS | A2_323 UPS Room B | DigiPlex Fet AS/A2/A2_Floor 3/A2_323 UPS Room B |  | Power Control | 2019-09-10 13:03 |  | Danfoss
'+A1=353.222-LR402 | Variable Frequency Drive | VFD | DigiPlex Fet AS | A1_223 UPS Room B | DigiPlex Fet AS/A1/A1_Floor 2/A1_223 UPS Room B |  | Power Control | 2019-05-23 10:35 |  | Danfoss
'+A2=431.231-XQ015 | Switch Output to UPS A Mechanical Bypass | Air Circuit Breaker | DigiPlex Fet AS | A2_312 Main Input Switchboard A | DigiPlex Fet AS/A2/A2_Floor 3/A2_312 Main Input Switchboard A |  | Electrical Distribution | 2019-09-10 13:03 |  | ABB
'+A1=353.212-LR402 | Variable Frequency Drive | VFD | DigiPlex Fet AS | A1_132 Battery Room B | DigiPlex Fet AS/A1/A1_Floor 1/A1_132 Battery Room B |  | Power Control | 2019-05-23 10:35 |  | Danfoss
30262 | Water Pump | Pump | DigiPlex Fet AS | AM_402 Tech area | DigiPlex Fet AS/AM/AM_Floor 4/AM_402 Tech area |  | Cooling Distribution | 2019-05-23 10:36
'+A1=353.631-LR401 | Variable Frequency Drive | VFD | DigiPlex Fet AS | A1_316 Munters Corridor | DigiPlex Fet AS/A1/A1_Floor 3/A1_316 Munters Corridor |  | Power Control | 2019-05-23 10:35 |  | Danfoss
'+A1=353.621-LR402 | Variable Frequency Drive | VFD | DigiPlex Fet AS | A1_217 UPS Room A | DigiPlex Fet AS/A1/A1_Floor 2/A1_217 UPS Room A |  | Power Control | 2019-05-23 10:35 |  | Danfoss
'+A1=462.211-NB001 | UPS A1_1 A System | UPS Static | DigiPlex Fet AS | A1_120 UPS Room A | DigiPlex Fet AS/A1/A1_Floor 1/A1_120 UPS Room A |  | UPS | 2019-05-23 10:20 |  | ABB
'+A2=432.211-XQ020 | Main Switch to UPS nr.3 A Side | Air Circuit Breaker | DigiPlex Fet AS | A2_117 Main Input Switchboard A | DigiPlex Fet AS/A2/A2_Floor 1/A2_117 Main Input Switchboard A |  | Electrical Distribution | 2019-05-23 10:10 |  | ABB
'+A1=353.222-LR501 | Variable Frequency Drive | VFD | DigiPlex Fet AS | A1_223 UPS Room B | DigiPlex Fet AS/A1/A1_Floor 2/A1_223 UPS Room B |  | Power Control | 2019-05-23 10:35 |  | Danfoss
'+A2=542.004-RR008 | Aspiration Fire Alarm Unit | Aspiration | DigiPlex Fet AS | A2_125 White Space Corridor | DigiPlex Fet AS/A2/A2_Floor 1/A2_125 White Space Corridor |  | Fire Alarm | 2019-05-28 10:48 |  | Fire Alarm Aspiration Sensing Technology
'+A1=462.232-XS021 | MCB -XS021 GRUPPEBRYTER FOR UPS FELT 06-07-08-09 | Air Circuit Breaker | DigiPlex Fet AS | A1_321 UPS Output Switchboard-B | DigiPlex Fet AS/A1/A1_Floor 3/A1_321 UPS Output Switchboard-B |  | Electrical Distribution | 2019-05-23 10:10 |  | ABB
30224 | Heating Electrical Panel Radiator | Electric Panel Heater | DigiPlex Fet AS | A1_219 Heat/Vent/AC | DigiPlex Fet AS/A1/A1_Floor 2/A1_219 Heat/Vent/AC |  | Heating Equipment | 2019-05-23 10:34 |  | NOBO
'+A1=353.231-LF001 | Indoor Unit DX | DX Unit | DigiPlex Fet AS | A1_313 Battery Room A | DigiPlex Fet AS/A1/A1_Floor 3/A1_313 Battery Room A |  | Cooling | 2019-05-28 10:57 |  | Samsung
'+A1=360.123-LR501 | Variable Frequency Drive | VFD | DigiPlex Fet AS | A1_204 Munters Corridor | DigiPlex Fet AS/A1/A1_Floor 2/A1_204 Munters Corridor |  | Power Control | 2019-05-23 10:35 |  | Danfoss
'+A2=542.131-RY017 | Aspiration Fire Alarm Unit | Aspiration | DigiPlex Fet AS | A1_Floor 3 | DigiPlex Fet AS/A1/A1_Floor 3 |  | Fire Alarm | 2019-05-28 10:48 |  | Fire Alarm Aspiration Sensing Technology
'+A2=542.005-RR012 | Aspiration Fire Alarm Unit | Aspiration | DigiPlex Fet AS | A2_201 White Space Corridor | DigiPlex Fet AS/A2/A2_Floor 2/A2_201 White Space Corridor |  | Fire Alarm | 2019-05-28 10:48 |  | Fire Alarm Aspiration Sensing Technology
'+A1=462.212-NB001 | UPS A1_1 B System | UPS Static | DigiPlex Fet AS | A1_133 UPS Room B | DigiPlex Fet AS/A1/A1_Floor 1/A1_133 UPS Room B |  | UPS | 2019-05-23 10:15 |  | ABB
'+A2=353.222-LR401 | Variable Frequency Drive, Supply Fan 1 | VFD | DigiPlex Fet AS | A2_223 UPS Room B | DigiPlex Fet AS/A2/A2_Floor 2/A2_223 UPS Room B |  | Power Control | 2019-05-23 10:35 |  | Danfoss
'+A2=353.111-IK500 | Munters Unit A2_1_5 | Munters | DigiPlex Fet AS | A2_107 Air Handling Plant Area | DigiPlex Fet AS/A2/A2_Floor 1/A2_107 Air Handling Plant Area |  | Cooling Production | 2019-05-23 10:35 |  | Munters Belgium
'+A1=434.122 | AUTOMATIKK FORDELING Control Panel | Distribution Board | DigiPlex Fet AS | A1_204 Munters Corridor | DigiPlex Fet AS/A1/A1_Floor 2/A1_204 Munters Corridor |  | Electrical Distribution | 2019-05-23 10:34 |  | ELCOR
'+A1=431.211-XQ010 | MCB -XQ010 FORSYNING FRA - HAFSLUND TRAFO NR. 1 | Air Circuit Breaker | DigiPlex Fet AS | A1_118 Main Input Switchboard A | DigiPlex Fet AS/A1/A1_Floor 1/A1_118 Main Input Switchboard A |  | Electrical Distribution | 2019-05-23 10:35 |  | ABB
'+A3=353.131 | Munters Unit A3_3_1 | Munters | DigiPlex Fet AS | A3_302 Munters Area | DigiPlex Fet AS/A3/A3_Floor 3/A3_302 Munters Area |  | Cooling Production | 2019-09-10 12:59 |  | Munters Belgium
'+A2=360.211-JV501 | Axial Extract Fan 1 | Axial Fan | DigiPlex Fet AS | A2_118 Battery Room A | DigiPlex Fet AS/A2/A2_Floor 1/A2_118 Battery Room A |  | Air Conditioning | 2019-05-23 10:34 |  | Flakt Woods
'+A2=353.111-IK300 | Munters Unit A2_1_3 | Munters | DigiPlex Fet AS | A2_107 Air Handling Plant Area | DigiPlex Fet AS/A2/A2_Floor 1/A2_107 Air Handling Plant Area |  | Cooling Production | 2019-05-23 10:35 |  | Munters Belgium
'+A1=542.001-RR016 | Aspiration Fire Alarm Unit | Aspiration | DigiPlex Fet AS | A1_103 FMMR-B | DigiPlex Fet AS/A1/A1_Floor 1/A1_103 FMMR-B |  | Fire Alarm | 2019-05-28 10:49 |  | Fire Alarm Aspiration Sensing Technology
'+A1=431.211-XQ015 | MCB -XQ015 BYPASS TIL +A1=462.211 A-SIDE | Air Circuit Breaker | DigiPlex Fet AS | A1_118 Main Input Switchboard A | DigiPlex Fet AS/A1/A1_Floor 1/A1_118 Main Input Switchboard A |  | Electrical Distribution | 2019-05-23 10:35 |  | ABB
'+A1=353.221-LR502 | Variable Frequency Drive | VFD | DigiPlex Fet AS | A1_217 UPS Room A | DigiPlex Fet AS/A1/A1_Floor 2/A1_217 UPS Room A |  | Power Control | 2019-05-23 10:35 |  | Danfoss
'+A1=542.121-RR010 | Aspiration Fire Alarm Unit | Aspiration | DigiPlex Fet AS | A1_201 White Space Corridor | DigiPlex Fet AS/A1/A1_Floor 2/A1_201 White Space Corridor |  | Fire Alarm | 2019-05-28 10:48 |  | Fire Alarm Aspiration Sensing Technology
'+A1=542.121-OU002 | Fire Panel System 6 | Fire Panel | DigiPlex Fet AS | A1_201 White Space Corridor | DigiPlex Fet AS/A1/A1_Floor 2/A1_201 White Space Corridor |  | Fire Alarm | 2019-05-23 10:13 |  | Eltek
'+AM=452.000 | Heating Electrical Panel Radiator | Electric Panel Heater | DigiPlex Fet AS | AM | DigiPlex Fet AS/AM |  | Heating Equipment | 2019-05-23 10:34
'+A1=542.001-RR010 | Aspiration Fire Alarm Unit | Aspiration | DigiPlex Fet AS | A1_126 White Space Corridor | DigiPlex Fet AS/A1/A1_Floor 1/A1_126 White Space Corridor |  | Fire Alarm | 2019-05-28 10:48 |  | Fire Alarm Aspiration Sensing Technology
'+A2=353.222-LF001 | Indoor Unit DX | DX Unit | DigiPlex Fet AS | A2_222 Battery Room B | DigiPlex Fet AS/A2/A2_Floor 2/A2_222 Battery Room B |  | Cooling | 2019-05-28 10:57 |  | Samsung
'+A2=542.122-RY002 | Aspiration Fire Alarm Unit | Aspiration | DigiPlex Fet AS | A1_Floor 2 | DigiPlex Fet AS/A1/A1_Floor 2 |  | Fire Alarm | 2019-05-28 10:48 |  | Fire Alarm Aspiration Sensing Technology
'+A2=432.212 | Main Distribution Board | Switchboard | DigiPlex Fet AS | A2_129 Main Input Switchboard B | DigiPlex Fet AS/A2/A2_Floor 1/A2_129 Main Input Switchboard B |  | Electrical Distribution | 2019-05-23 10:35
'+AM=621.001-KH001 | Passenger Lift 630 kg | Lift | DigiPlex Fet AS | AM | DigiPlex Fet AS/AM |  | Buildings | 2019-05-28 10:50
'+A2=353.211-LF001 | Indoor Unit DX | DX Unit | DigiPlex Fet AS | A2_118 Battery Room A | DigiPlex Fet AS/A2/A2_Floor 1/A2_118 Battery Room A |  | Cooling | 2019-05-28 10:58 |  | Samsung
'+A1=353.231-LK001 | Outdoor Unit DX | DX Unit | DigiPlex Fet AS | A1_312 Main Input Switchboard-A | DigiPlex Fet AS/A1/A1_Floor 3/A1_312 Main Input Switchboard-A |  | Cooling | 2019-05-28 10:57 |  | Samsung
'+A2=432.221-XQ018 | Main Switch to UPS nr.1 A Side | Air Circuit Breaker | DigiPlex Fet AS | A2_216 Main Input Switchboard A | DigiPlex Fet AS/A2/A2_Floor 2/A2_216 Main Input Switchboard A |  | Electrical Distribution | 2019-05-23 10:14 |  | ABB
'+A1=436.224-KW045 | Power Supply Unit for Fire Systems | Fire Power Supply | DigiPlex Fet AS | A1_214 UPS Output Switchboard A | DigiPlex Fet AS/A1/A1_Floor 2/A1_214 UPS Output Switchboard A |  | Fire Prevention | 2019-05-28 10:40 |  | Pulsar
'+A1=462.222-XQ020 | MCB -XQ020 STRØMSKINNE 4x2500 WHITE SPACE B-SIDE | Air Circuit Breaker | DigiPlex Fet AS | A1_221 UPS Output Switchboard B | DigiPlex Fet AS/A1/A1_Floor 2/A1_221 UPS Output Switchboard B |  | Electrical Distribution | 2019-05-23 10:20 |  | ABB
'+A1=431.221 | Switchboard Transformer / Generator Input A Side | Switchboard | DigiPlex Fet AS | A1_216 Main Input Switchboard A | DigiPlex Fet AS/A1/A1_Floor 2/A1_216 Main Input Switchboard A |  | Electrical Distribution | 2019-05-23 10:35
'+A2=442.021-UP001T | Internal General Lighting | General Lighting | DigiPlex Fet AS | A1_Floor 2 | DigiPlex Fet AS/A1/A1_Floor 2 |  | Lighting | 2019-05-23 10:35
30254 | Water Pump | Pump | DigiPlex Fet AS | AM_402 Tech area | DigiPlex Fet AS/AM/AM_Floor 4/AM_402 Tech area |  | Cooling Distribution | 2019-05-23 10:36
'+A1=462.212-XQ014 | Switch Output to IDF2 (B-side) | Air Circuit Breaker | DigiPlex Fet AS | A1_131 UPS Output Switchboard B | DigiPlex Fet AS/A1/A1_Floor 1/A1_131 UPS Output Switchboard B |  | Electrical Distribution | 2019-09-10 12:56 |  | ABB
'+A2=461.411-IG006 | Diesel Generator A2_6 | Diesel Generator | DigiPlex Fet AS | Generators A2 | DigiPlex Fet AS/DFAS External Areas/Generators A2 |  | Power Generator | 2019-09-10 13:10 |  | Caterpiller
'+A2=339.231-IV002 | ADOX 1500 Hypoxic Generator B | Hypoxic Generator | DigiPlex Fet AS | A2_319 Hypoxic HVAC Room B | DigiPlex Fet AS/A2/A2_Floor 3/A2_319 Hypoxic HVAC Room B |  | Fire Prevention | 2019-09-10 13:02 |  | Isolcell
'+A2=234.011-DB001 | Exterior Fire Door | Fire Door | DigiPlex Fet AS |  |  |  | Fire Isolation | 2019-05-23 10:19
'+A2=432.222-XP502 | Grid Analyzer, Main Distribution +A2=434.222 | Power Meter | DigiPlex Fet AS | A2_218 Main Input Switchboard B | DigiPlex Fet AS/A2/A2_Floor 2/A2_218 Main Input Switchboard B |  | Power Equipment | 2019-05-23 10:34 |  | IME
'+A1=431.211-XS012 | MCB -XS012 FORSYNING TIL/FRA +A1=431.212 B-SIDE | Air Circuit Breaker | DigiPlex Fet AS | A1_118 Main Input Switchboard A | DigiPlex Fet AS/A1/A1_Floor 1/A1_118 Main Input Switchboard A |  | Electrical Distribution | 2019-05-23 10:35 |  | ABB
'+A3=462.111-XS016 | Switch Input from UPS C Mechanical Bypass (Castle Key) | Air Circuit Breaker | DigiPlex Fet AS | A3_105 UPS Output Switchboard C | DigiPlex Fet AS/A3/A3_Floor 1/A3_105 UPS Output Switchboard C |  | Electrical Distribution | 2019-09-10 12:58 |  | ABB
'+A1=431.211 | Switchboard Input Side A | Switchboard | DigiPlex Fet AS | A1_118 Main Input Switchboard A | DigiPlex Fet AS/A1/A1_Floor 1/A1_118 Main Input Switchboard A |  | Electrical Distribution | 2019-05-23 10:35 |  | ELCOR
'+A1=542.031 | Fire Alarm Aspiration System A1_3 | Aspiration | DigiPlex Fet AS | A1_Floor 3 | DigiPlex Fet AS/A1/A1_Floor 3 |  | Fire Alarm | 2019-05-28 10:49
'+AM=353.333 | CCU01 | CCU DX | DigiPlex Fet AS | A3_309 IDF3 (OSL20 - F03I03) | DigiPlex Fet AS/AM/AM_Floor 3/A3_309 IDF3 (OSL20 - F03I03) |  | Cooling | 2019-05-23 10:14
'+A1=432.231 | Main Incoming Switchboard A | Switchboard | DigiPlex Fet AS | A1_312 Main Input Switchboard-A | DigiPlex Fet AS/A1/A1_Floor 3/A1_312 Main Input Switchboard-A |  | Electrical Distribution | 2019-05-23 10:35 |  | ELCOR
'+A2=360.211-JV503 | Battery Room Extract Fan | Axial Fan | DigiPlex Fet AS | A2_118 Battery Room A | DigiPlex Fet AS/A2/A2_Floor 1/A2_118 Battery Room A |  | Air Conditioning | 2019-05-23 10:34 |  | SystemAir
'+A1=432.222-XQ020 | MCB - XQ020 TIL UPS NR.3 B-SIDE | Air Circuit Breaker | DigiPlex Fet AS | A1_218 Main Input Switchboard B | DigiPlex Fet AS/A1/A1_Floor 2/A1_218 Main Input Switchboard B |  | Electrical Distribution | 2019-05-23 10:09 |  | ABB
'+A1=462.232-XS022 | MCB -XS022 FRA UPS NR.1 B-SIDE | Air Circuit Breaker | DigiPlex Fet AS | A1_321 UPS Output Switchboard-B | DigiPlex Fet AS/A1/A1_Floor 3/A1_321 UPS Output Switchboard-B |  | Electrical Distribution | 2019-05-23 10:21 |  | ABB
'+A1=431.231-XQ010 | MCB -XQ010 FORSYNING FRA HAFSLUND TRAFO NR. 3 | Air Circuit Breaker | DigiPlex Fet AS | A1_312 Main Input Switchboard-A | DigiPlex Fet AS/A1/A1_Floor 3/A1_312 Main Input Switchboard-A |  | Electrical Distribution | 2019-05-23 10:35 |  | ABB
'+A2=462.231-NB001 | UPS A2_3 A System | UPS Static | DigiPlex Fet AS | A2_315 UPS Room A | DigiPlex Fet AS/A2/A2_Floor 3/A2_315 UPS Room A |  | UPS | 2019-09-10 13:02 |  | ABB
'+A2=461.411-IG004 | Diesel Generator A2_4 | Diesel Generator | DigiPlex Fet AS | Generators A2 | DigiPlex Fet AS/DFAS External Areas/Generators A2 |  | Power Generator | 2019-09-10 13:10 |  | Caterpiller
'+A1=562.112 | SAMLESKAP | Distribution Board | DigiPlex Fet AS | A1_126 White Space Corridor | DigiPlex Fet AS/A1/A1_Floor 1/A1_126 White Space Corridor |  | Electrical Distribution | 2019-05-23 10:35
30417 | Variable Frequency Drive | VFD | DigiPlex Fet AS | A2_315 UPS Room A | DigiPlex Fet AS/A2/A2_Floor 3/A2_315 UPS Room A |  | Power Control | 2019-09-10 13:03 |  | Danfoss
'+A3=432.111-XQ018 | Switch Output to UPS 1 (C-side) | Air Circuit Breaker | DigiPlex Fet AS | A3_103 Main Input Switchboard C | DigiPlex Fet AS/A3/A3_Floor 1/A3_103 Main Input Switchboard C |  | Electrical Distribution | 2019-09-10 12:59 |  | ABB
'+A2=353.222-LR501 | Variable Frequency Drive, Extract Fan 1 | VFD | DigiPlex Fet AS | A2_223 UPS Room B | DigiPlex Fet AS/A2/A2_Floor 2/A2_223 UPS Room B |  | Power Control | 2019-05-23 10:35 |  | Danfoss
30255 | BMS Panel | BMS Outstation | DigiPlex Fet AS | AM_402 Tech area | DigiPlex Fet AS/AM/AM_Floor 4/AM_402 Tech area |  | BMS Equipment | 2019-05-23 10:20 |  | GK Byggautomasjon
'+A1=431.212 | Switchboard Output Side B ??? | Switchboard | DigiPlex Fet AS | A1_130 Main Input Switchboard B | DigiPlex Fet AS/A1/A1_Floor 1/A1_130 Main Input Switchboard B |  | Electrical Distribution | 2019-05-23 10:35 |  | ELCOR
'+A1=353.111-IK700 | Munters Unit A1_1_7 | Munters | DigiPlex Fet AS | A1_107 Air Handling Plant Area | DigiPlex Fet AS/A1/A1_Floor 1/A1_107 Air Handling Plant Area |  | Cooling Production | 2019-05-23 10:35 |  | Munters Belgium
Temp046 | Axial fans supply | Axial Fan | DigiPlex Fet AS | A1_215 Battery Room A | DigiPlex Fet AS/A1/A1_Floor 2/A1_215 Battery Room A |  | Air Conditioning | 2019-05-23 10:34 |  | Flakt Woods
'+A1=542.121-RR012 | Aspiration Fire Alarm Unit | Aspiration | DigiPlex Fet AS | A1_201 White Space Corridor | DigiPlex Fet AS/A1/A1_Floor 2/A1_201 White Space Corridor |  | Fire Alarm | 2019-05-28 10:48 |  | Fire Alarm Aspiration Sensing Technology
'+A2=431.221-XS012 | Switch, Supply To/From +A2=431.222 B Side | Air Circuit Breaker | DigiPlex Fet AS | A2_216 Main Input Switchboard A | DigiPlex Fet AS/A2/A2_Floor 2/A2_216 Main Input Switchboard A |  | Electrical Distribution | 2019-05-23 10:35 |  | ABB
'+A2=432.231-XQ018 | Switch Output to UPS 1 (A-side) | Air Circuit Breaker | DigiPlex Fet AS | A2_312 Main Input Switchboard A | DigiPlex Fet AS/A2/A2_Floor 3/A2_312 Main Input Switchboard A |  | Electrical Distribution | 2019-09-10 13:03 |  | ABB
'+A2=443.021 | Emergency Lighting System | Emergency Lighting | DigiPlex Fet AS | A1_Floor 2 | DigiPlex Fet AS/A1/A1_Floor 2 |  | Lighting | 2019-05-23 10:34
'+A1=353.232-LK001 | Outdoor Unit DX | DX Unit | DigiPlex Fet AS | A1_318 Main Input Switchboard-B | DigiPlex Fet AS/A1/A1_Floor 3/A1_318 Main Input Switchboard-B |  | Cooling | 2019-05-28 10:56 |  | Samsung
'+A2=433.214 | Main Distribution Board | Switchboard | DigiPlex Fet AS | A2_129 Main Input Switchboard B | DigiPlex Fet AS/A2/A2_Floor 1/A2_129 Main Input Switchboard B |  | Electrical Distribution | 2019-05-23 10:35
'+A2=353.232-LK001 | Outdoor Unit DX | DX Unit | DigiPlex Fet AS | A2_318 Main Input Switchboard B | DigiPlex Fet AS/A2/A2_Floor 3/A2_318 Main Input Switchboard B |  | Cooling | 2019-09-10 13:02 |  | Samsung
'+A1=462.212-XS024 | MCB FRA UPS NR.3 | Air Circuit Breaker | DigiPlex Fet AS | A1_131 UPS Output Switchboard B | DigiPlex Fet AS/A1/A1_Floor 1/A1_131 UPS Output Switchboard B |  | Electrical Distribution | 2019-05-23 10:21 |  | ABB
'+A2=339.231-IV001 | ADOX 1500 Hypoxic Generator A | Hypoxic Generator | DigiPlex Fet AS | A2_311 Hypoxic HVAC Room A | DigiPlex Fet AS/A2/A2_Floor 3/A2_311 Hypoxic HVAC Room A |  | Fire Prevention | 2019-10-04 08:32 |  | Isolcell
'+A1=462.231-XS022 | MCB -XS022 FRA UPS NR.1 A-SIDE | Air Circuit Breaker | DigiPlex Fet AS | A1_314 UPS Output Switchboard-A | DigiPlex Fet AS/A1/A1_Floor 3/A1_314 UPS Output Switchboard-A |  | Electrical Distribution | 2019-05-23 10:21 |  | ABB
30420 | Variable Frequency Drive | VFD | DigiPlex Fet AS | A2_315 UPS Room A | DigiPlex Fet AS/A2/A2_Floor 3/A2_315 UPS Room A |  | Power Control | 2019-09-10 13:03 |  | Danfoss
'+AM=353.334 | CCU02 | CCU DX | DigiPlex Fet AS | A3_309 IDF3 (OSL20 - F03I03) | DigiPlex Fet AS/AM/AM_Floor 3/A3_309 IDF3 (OSL20 - F03I03) |  | Cooling | 2019-05-28 10:56
'+A2=431.211-XP004 | Grid Analyzer Transformer nr . 4, Generator nr. 1 | Power Meter | DigiPlex Fet AS | A2_117 Main Input Switchboard A | DigiPlex Fet AS/A2/A2_Floor 1/A2_117 Main Input Switchboard A |  | Power Equipment | 2019-05-23 10:34 |  | IME
'+A2=431.212-XQ016 | Main Switch +A2 = 431.212 B Side | Air Circuit Breaker | DigiPlex Fet AS | A2_129 Main Input Switchboard B | DigiPlex Fet AS/A2/A2_Floor 1/A2_129 Main Input Switchboard B |  | Electrical Distribution | 2019-05-23 10:35 |  | IME
'+A2=353.221-LK001 | Outdoor Unit DX | DX Unit | DigiPlex Fet AS | A2_216 Main Input Switchboard A | DigiPlex Fet AS/A2/A2_Floor 2/A2_216 Main Input Switchboard A |  | Cooling | 2019-05-28 10:58 |  | Samsung
'+A2=450.221-LH002T | Heating Electrical Panel Radiator | Electric Panel Heater | DigiPlex Fet AS | A2_216 Main Input Switchboard A | DigiPlex Fet AS/A2/A2_Floor 2/A2_216 Main Input Switchboard A |  | Heating Equipment | 2019-05-23 10:34 |  | NOBO
30195 | Heating Electrical Panel Radiator | Electric Panel Heater | DigiPlex Fet AS | A1_216 Main Input Switchboard A | DigiPlex Fet AS/A1/A1_Floor 2/A1_216 Main Input Switchboard A |  | Heating Equipment | 2019-05-23 10:34 |  | NOBO
'+A2=442.011-UP001T | Internal General Lighting | General Lighting | DigiPlex Fet AS | A1_Floor 1 | DigiPlex Fet AS/A1/A1_Floor 1 |  | Lighting | 2019-05-23 10:35
'+A2=462.221 | Distribution Board UPS Output A | Switchboard | DigiPlex Fet AS | A2_214 UPS Output Switchboard A | DigiPlex Fet AS/A2/A2_Floor 2/A2_214 UPS Output Switchboard A |  | Electrical Distribution | 2019-05-23 10:09
'+A2=462.231-XQ025 | Switch Output to Load Bank | Air Circuit Breaker | DigiPlex Fet AS | A2_314 UPS Output Switchboard A | DigiPlex Fet AS/A2/A2_Floor 3/A2_314 UPS Output Switchboard A |  | Electrical Distribution | 2019-09-10 13:02 |  | ABB
'+A1=335.222-UG000 | Novec Gas Suppression | Fire Suppression | DigiPlex Fet AS | A1_217 UPS Room A | DigiPlex Fet AS/A1/A1_Floor 2/A1_217 UPS Room A |  | Fire Prevention | 2019-06-26 08:53
Temp045 | Axial fans supply | Axial Fan | DigiPlex Fet AS | A1_215 Battery Room A | DigiPlex Fet AS/A1/A1_Floor 2/A1_215 Battery Room A |  | Air Conditioning | 2019-05-23 10:34 |  | Flakt Woods
'+A2=335.221 | Novec Gas Suppression | Fire Suppression | DigiPlex Fet AS | A2_216 Main Input Switchboard A | DigiPlex Fet AS/A2/A2_Floor 2/A2_216 Main Input Switchboard A |  | Fire Prevention | 2019-06-26 08:53
30257 | Water Pump | Pump | DigiPlex Fet AS | AM_402 Tech area | DigiPlex Fet AS/AM/AM_Floor 4/AM_402 Tech area |  | Cooling Distribution | 2019-05-23 10:36
'+A1=542.001-RR006 | Aspiration Fire Alarm Unit | Aspiration | DigiPlex Fet AS | A1_126 White Space Corridor | DigiPlex Fet AS/A1/A1_Floor 1/A1_126 White Space Corridor |  | Fire Alarm | 2019-05-28 10:48 |  | Fire Alarm Aspiration Sensing Technology
30183 | BATTERIER 24VDC | Switchboard | DigiPlex Fet AS | A1_216 Main Input Switchboard A | DigiPlex Fet AS/A1/A1_Floor 2/A1_216 Main Input Switchboard A |  | Electrical Distribution | 2019-05-23 10:34 |  | Marathon
'+A2=353.222-LK001 | Outdoor Unit DX | DX Unit | DigiPlex Fet AS | A2_218 Main Input Switchboard B | DigiPlex Fet AS/A2/A2_Floor 2/A2_218 Main Input Switchboard B |  | Cooling | 2019-05-28 10:57 |  | Samsung
'+A2=462.211-XS015 | By-Pass From +A2=432.211 | Air Circuit Breaker | DigiPlex Fet AS | A2_119 UPS Output Switchboard A | DigiPlex Fet AS/A2/A2_Floor 1/A2_119 UPS Output Switchboard A |  | Electrical Distribution | 2019-05-23 10:34 |  | ABB
'+A1=432.231-XP502 | Meter -XP502 NETTANALYSATOR UNDERFORDELING +A1=434 | Power Meter | DigiPlex Fet AS | A1_312 Main Input Switchboard-A | DigiPlex Fet AS/A1/A1_Floor 3/A1_312 Main Input Switchboard-A |  | Power Equipment | 2019-05-23 10:35 |  | IME
'+A1=353.121-IK500 | Munters Unit A1_2_5 | Munters | DigiPlex Fet AS | A1_205 Air Handling Plant | DigiPlex Fet AS/A1/A1_Floor 2/A1_205 Air Handling Plant |  | Cooling Production | 2019-05-23 10:35 |  | Munters Belgium
'+A2=360.212-JV502 | Axial Extract Fan 2 | Axial Fan | DigiPlex Fet AS | A2_130 Battery Room B | DigiPlex Fet AS/A2/A2_Floor 1/A2_130 Battery Room B |  | Air Conditioning | 2019-05-23 10:34 |  | Flakt Woods
'+A1=335.227 | Novec Gas Suppression | Fire Suppression | DigiPlex Fet AS | A1_221 UPS Output Switchboard B | DigiPlex Fet AS/A1/A1_Floor 2/A1_221 UPS Output Switchboard B |  | Fire Prevention | 2019-06-26 08:53 |  | S
'+A2=542.005-RR008 | Aspiration Fire Alarm Unit | Aspiration | DigiPlex Fet AS | A2_201 White Space Corridor | DigiPlex Fet AS/A2/A2_Floor 2/A2_201 White Space Corridor |  | Fire Alarm | 2019-05-28 10:48 |  | Fire Alarm Aspiration Sensing Technology
Temp054 | Axial fans supply | Axial Fan | DigiPlex Fet AS | A1_313 Battery Room A | DigiPlex Fet AS/A1/A1_Floor 3/A1_313 Battery Room A |  | Air Conditioning | 2019-05-23 10:34 |  | FlaktWoods
'+A1=432.222 | Switchboard UPS Input B Side | Switchboard | DigiPlex Fet AS | A1_218 Main Input Switchboard B | DigiPlex Fet AS/A1/A1_Floor 2/A1_218 Main Input Switchboard B |  | Electrical Distribution | 2019-05-23 10:20
'+A2=562.122 | SAMLESKAP | Distribution Board | DigiPlex Fet AS | A2_201 White Space Corridor | DigiPlex Fet AS/A2/A2_Floor 2/A2_201 White Space Corridor |  | Electrical Distribution | 2019-05-23 10:35
'+A2=353.131-IK400 | Munters Unit A2_3_4 | Munters | DigiPlex Fet AS | A2_310 Air Handling Plant Area | DigiPlex Fet AS/A2/A2_Floor 3/A2_310 Air Handling Plant Area |  | Cooling Production | 2019-09-10 13:03 |  | Munters Belgium
'+A3=360.121 | Air Handling Unit | AHU | DigiPlex Fet AS | A3_201 Office Heat Rejection Plant Room | DigiPlex Fet AS/A3/A3_Floor 2/A3_201 Office Heat Rejection Plant Room |  | Air Conditioning | 2019-09-10 12:59
'+A3=353.137 | CCU01 | CCU DX | DigiPlex Fet AS | A3_304 IDF4 (OSL20 - F03I04) | DigiPlex Fet AS/A3/A3_Floor 3/A3_304 IDF4 (OSL20 - F03I04) |  | Cooling | 2019-09-10 12:58
'+A2=542.031 | Fire Alarm Aspiration System A2_3 | Aspiration | DigiPlex Fet AS | A1_Floor 3 | DigiPlex Fet AS/A1/A1_Floor 3 |  | Fire Alarm | 2019-05-28 10:48
'+A1=462.211-XQ025 | MCB -XQ025 LASTBANK A-SIDE | Air Circuit Breaker | DigiPlex Fet AS | A1_119 UPS Output Switchboard A | DigiPlex Fet AS/A1/A1_Floor 1/A1_119 UPS Output Switchboard A |  | Electrical Distribution | 2019-05-23 10:35 |  | ABB
30096 | Pressure Vessel - Water Mist System A1 | Pressure Vessel | DigiPlex Fet AS | A1_114 Water Plant Rm | DigiPlex Fet AS/A1/A1_Floor 1/A1_114 Water Plant Rm |  | Water Treatment | 2019-05-23 10:35
'+A2=353.221-LR401 | Variable Frequency Drive, Supply Fan 1 | VFD | DigiPlex Fet AS | A2_217 UPS Room A | DigiPlex Fet AS/A2/A2_Floor 2/A2_217 UPS Room A |  | Power Control | 2019-05-23 10:35 |  | Danfoss
'+AM=360.001-IV001 | Air Handling Unit | AHU | DigiPlex Fet AS | AM_402 Tech area | DigiPlex Fet AS/AM/AM_Floor 4/AM_402 Tech area |  | Air Conditioning | 2019-05-23 10:34
'+A1=542.121-RR011 | Aspiration Fire Alarm Unit | Aspiration | DigiPlex Fet AS | A1_201 White Space Corridor | DigiPlex Fet AS/A1/A1_Floor 2/A1_201 White Space Corridor |  | Fire Alarm | 2019-05-28 10:48 |  | Fire Alarm Aspiration Sensing Technology
'+A2=353.221-LR402 | Variable Frequency Drive, Supply Fan 2 | VFD | DigiPlex Fet AS | A2_217 UPS Room A | DigiPlex Fet AS/A2/A2_Floor 2/A2_217 UPS Room A |  | Power Control | 2019-05-23 10:35 |  | Danfoss
30311 | Switchboard JORDFEILSENTRAL SIGNALTERMINERING | Switchboard | DigiPlex Fet AS | A1_318 Main Input Switchboard-B | DigiPlex Fet AS/A1/A1_Floor 3/A1_318 Main Input Switchboard-B |  | Electrical Distribution | 2019-05-23 10:35 |  | ELCOR
'+A1=335.322-UG000 | Novec Gas Suppression | Fire Suppression | DigiPlex Fet AS | AM_213 FMMR-A | DigiPlex Fet AS/AM/AM_Floor 2/AM_213 FMMR-A |  | Fire Prevention | 2019-06-26 08:53
'+A1=434.131 | AUTOMATIKKFORDELING Control Panel | Distribution Board | DigiPlex Fet AS | A1_316 Munters Corridor | DigiPlex Fet AS/A1/A1_Floor 3/A1_316 Munters Corridor |  | Electrical Distribution | 2019-05-23 10:34 |  | ELCOR
'+A2=450.211-LH001T | Heating Electrical Panel Radiator | Electric Panel Heater | DigiPlex Fet AS | A2_117 Main Input Switchboard A | DigiPlex Fet AS/A2/A2_Floor 1/A2_117 Main Input Switchboard A |  | Heating Equipment | 2019-05-23 10:34 |  | NOBO
'+A1=431.231-XQ016 | MCB -XQ016 HOVEDBRYTER +A1=431.231 A-SIDE | Air Circuit Breaker | DigiPlex Fet AS | A1_312 Main Input Switchboard-A | DigiPlex Fet AS/A1/A1_Floor 3/A1_312 Main Input Switchboard-A |  | Electrical Distribution | 2019-05-23 10:35 |  | ABB
'+A2=360.212-SZ503 | Fire Valve, Extract Fan Battery Room | Axial Fan | DigiPlex Fet AS | A2_130 Battery Room B | DigiPlex Fet AS/A2/A2_Floor 1/A2_130 Battery Room B |  | Air Conditioning | 2019-05-23 10:34
'+A1=353.232-LR502 | Variable Frequency Drive | VFD | DigiPlex Fet AS | A1_323 UPS Room B | DigiPlex Fet AS/A1/A1_Floor 3/A1_323 UPS Room B |  | Power Control | 2019-05-23 10:35 |  | Danfoss
'+A1=433.223 | Distribution Board | Distribution Board | DigiPlex Fet AS | A1_221 UPS Output Switchboard B | DigiPlex Fet AS/A1/A1_Floor 2/A1_221 UPS Output Switchboard B |  | Electrical Distribution | 2019-05-23 10:34 |  | ELCOR
'+A1=433.231 | Switchboard JORDFEILSENTRAL SIGNALTERMINERING | Switchboard | DigiPlex Fet AS | A1_314 UPS Output Switchboard-A | DigiPlex Fet AS/A1/A1_Floor 3/A1_314 UPS Output Switchboard-A |  | Electrical Distribution | 2019-05-23 10:35 |  | ELCOR
'+A1=335.224-UG000 | Novec Gas Suppression | Fire Suppression | DigiPlex Fet AS | A1_213 Heat/Vent/AC | DigiPlex Fet AS/A1/A1_Floor 2/A1_213 Heat/Vent/AC |  | Fire Prevention | 2019-06-26 08:53
'+A2=353.131-IK700 | Munters Unit A2_3_7 | Munters | DigiPlex Fet AS | A2_310 Air Handling Plant Area | DigiPlex Fet AS/A2/A2_Floor 3/A2_310 Air Handling Plant Area |  | Cooling Production | 2019-09-10 13:03 |  | Munters Belgium
'+A2=462.221-GH100 | UPS A2_2 A Battery System | Battery String | DigiPlex Fet AS | A2_215 Battery Room A | DigiPlex Fet AS/A2/A2_Floor 2/A2_215 Battery Room A |  | UPS | 2019-05-28 11:01
'+A1=562.122 | SAMLESKAP | Distribution Board | DigiPlex Fet AS | A1_201 White Space Corridor | DigiPlex Fet AS/A1/A1_Floor 2/A1_201 White Space Corridor |  | Electrical Distribution | 2019-05-23 10:35 |  | IME
'+A2=462.232-XS022 | Switch Input from UPS 1 (B-side) | Air Circuit Breaker | DigiPlex Fet AS | A2_321 UPS Output Switchboard B | DigiPlex Fet AS/A2/A2_Floor 3/A2_321 UPS Output Switchboard B |  | Electrical Distribution | 2019-09-10 13:02 |  | ABB
'+A2=360.211-JV402 | Axial Supply Fan 2 | Axial Fan | DigiPlex Fet AS | A2_118 Battery Room A | DigiPlex Fet AS/A2/A2_Floor 1/A2_118 Battery Room A |  | Air Conditioning | 2019-05-23 10:34 |  | Flakt Woods
'+A1=432.221-XQ020 | MCB - XQ020 TIL UPS NR.3 A-SIDE | Air Circuit Breaker | DigiPlex Fet AS | A1_216 Main Input Switchboard A | DigiPlex Fet AS/A1/A1_Floor 2/A1_216 Main Input Switchboard A |  | Electrical Distribution | 2019-05-23 10:09 |  | ABB
'+A1=432.232-XQ020 | MCB -XQ020 TIL UPS NR.3 - B-SIDE | Air Circuit Breaker | DigiPlex Fet AS | A1_318 Main Input Switchboard-B | DigiPlex Fet AS/A1/A1_Floor 3/A1_318 Main Input Switchboard-B |  | Electrical Distribution | 2019-05-23 10:15 |  | ABB
'+AM=621.001-KH002 | Goods Lift | Lift | DigiPlex Fet AS | AM | DigiPlex Fet AS/AM |  | Buildings | 2019-05-28 10:50
'+A2=433.211 | Switchboard JORDFEILSENTRAL SIGNALTERMINERING | Switchboard | DigiPlex Fet AS | A2_119 UPS Output Switchboard A | DigiPlex Fet AS/A2/A2_Floor 1/A2_119 UPS Output Switchboard A |  | Electrical Distribution | 2019-05-23 10:35
'+A2=434.232 | Switchboard Munters A2_3 B | Switchboard | DigiPlex Fet AS | A2_321 UPS Output Switchboard B | DigiPlex Fet AS/A2/A2_Floor 3/A2_321 UPS Output Switchboard B |  | Electrical Distribution | 2019-09-10 13:03 |  | ABB
'+A1=562.121 | SAMLESKAP | Distribution Board | DigiPlex Fet AS | A1_204 Munters Corridor | DigiPlex Fet AS/A1/A1_Floor 2/A1_204 Munters Corridor |  | Electrical Distribution | 2019-05-23 10:35 |  | IME
'+A1=542.PS-01 | Power Supply Unit for Fire Systems | Fire Power Supply | DigiPlex Fet AS | A1_119 UPS Output Switchboard A | DigiPlex Fet AS/A1/A1_Floor 1/A1_119 UPS Output Switchboard A |  | Fire Prevention | 2019-05-28 10:40 |  | Pulsar
'+A1=335.228-UG000 | Novec Gas Suppression | Fire Suppression | DigiPlex Fet AS | A1_219 Heat/Vent/AC | DigiPlex Fet AS/A1/A1_Floor 2/A1_219 Heat/Vent/AC |  | Fire Prevention | 2019-06-26 08:53
'+A2=431.232-XQ011 | Switch Supply From Generator A2_5 | Air Circuit Breaker | DigiPlex Fet AS | A2_318 Main Input Switchboard B | DigiPlex Fet AS/A2/A2_Floor 3/A2_318 Main Input Switchboard B |  | Electrical Distribution | 2019-09-10 13:03 |  | ABB
'+A2=353.111-IK700 | Munters Unit A2_1_7 | Munters | DigiPlex Fet AS | A2_107 Air Handling Plant Area | DigiPlex Fet AS/A2/A2_Floor 1/A2_107 Air Handling Plant Area |  | Cooling Production | 2019-05-23 10:35 |  | Munters Belgium
'+A1=432.221-XQ019 | MCB - XQ019 TIL UPS NR.2 A-SIDE | Air Circuit Breaker | DigiPlex Fet AS | A1_216 Main Input Switchboard A | DigiPlex Fet AS/A1/A1_Floor 2/A1_216 Main Input Switchboard A |  | Electrical Distribution | 2019-05-23 10:09 |  | ABB
'+A1=353.212-JV601 | Battery Room Extract | Axial Fan | DigiPlex Fet AS | A1_132 Battery Room B | DigiPlex Fet AS/A1/A1_Floor 1/A1_132 Battery Room B |  | Air Conditioning | 2019-05-23 10:34 |  | SystemAir
'+A2=360.222-JV501 | Axial Extract Fan 1 | Axial Fan | DigiPlex Fet AS | A2_223 UPS Room B | DigiPlex Fet AS/A2/A2_Floor 2/A2_223 UPS Room B |  | Air Conditioning | 2019-05-23 10:34 |  | Flakt Woods
'+A2=353.121-IK500 | Munters Unit A2_2_5 | Munters | DigiPlex Fet AS | A2_205 Air Handling Plant Area | DigiPlex Fet AS/A2/A2_Floor 2/A2_205 Air Handling Plant Area |  | Cooling Production | 2019-05-23 10:35 |  | Munters Belgium
'+A2=433.223-KW010 | Power Supply Unit for Fire Systems | Fire Power Supply | DigiPlex Fet AS | A2_201 White Space Corridor | DigiPlex Fet AS/A2/A2_Floor 2/A2_201 White Space Corridor |  | Fire Prevention | 2019-05-28 10:40 |  | Pulsar
'+A1=462.222-GH100 | UPS A1_2 B Battery System | Battery String | DigiPlex Fet AS | A1_222 Battery Room B | DigiPlex Fet AS/A1/A1_Floor 2/A1_222 Battery Room B |  | UPS | 2019-05-28 11:01
'+A2=353.211-LR401 | Variable Frequency Drive, Supply Fan 1 | VFD | DigiPlex Fet AS | A2_120 UPS Room A | DigiPlex Fet AS/A2/A2_Floor 1/A2_120 UPS Room A |  | Power Control | 2019-05-23 10:35 |  | Danfoss
TempXXX | Security Intruder Detection System | Intruder Alarm | DigiPlex Fet AS | A2_120 UPS Room A | DigiPlex Fet AS/A2/A2_Floor 1/A2_120 UPS Room A |  | Security System | 2019-05-23 10:10
'+A1=335.121-UG000 | Novec Gas Suppression | Fire Suppression | DigiPlex Fet AS | A1_202 White Space | DigiPlex Fet AS/A1/A1_Floor 2/A1_202 White Space |  | Fire Prevention | 2019-06-26 08:53
'+A1=542.003-RR008 | Aspiration Fire Alarm Unit | Aspiration | DigiPlex Fet AS | A1_301 White Space Corridor | DigiPlex Fet AS/A1/A1_Floor 3/A1_301 White Space Corridor |  | Fire Alarm | 2019-05-28 10:48 |  | Fire Alarm Aspiration Sensing Technology
'+AM=360.001-IE001 | Electric Water Heater (for AHU) | Electric Water Heater | DigiPlex Fet AS | AM_402 Tech area | DigiPlex Fet AS/AM/AM_Floor 4/AM_402 Tech area |  | Heating Equipment | 2019-05-23 10:19
'+A2=339.221-RY002 | Hypoxic O2 Detector | Hypoxic Monitoring | DigiPlex Fet AS | A2_204 Munters Corridor | DigiPlex Fet AS/A2/A2_Floor 2/A2_204 Munters Corridor |  | Fire Prevention | 2019-05-23 10:13
'+A1=353.111-IK400 | Munters Unit A1_1_4 | Munters | DigiPlex Fet AS | A1_107 Air Handling Plant Area | DigiPlex Fet AS/A1/A1_Floor 1/A1_107 Air Handling Plant Area |  | Cooling Production | 2019-05-23 10:35 |  | Munters Belgium
'+A2=542.004-RR006 | Aspiration Fire Alarm Unit | Aspiration | DigiPlex Fet AS | A2_125 White Space Corridor | DigiPlex Fet AS/A2/A2_Floor 1/A2_125 White Space Corridor |  | Fire Alarm | 2019-05-28 10:48 |  | Fire Alarm Aspiration Sensing Technology
'+A1=339.113-XZ002 | Hypoxic Monitoring Unit - I/O MODUL | Hypoxic Monitoring | DigiPlex Fet AS | A1_316 Munters Corridor | DigiPlex Fet AS/A1/A1_Floor 3/A1_316 Munters Corridor |  | Fire Prevention | 2019-05-23 10:09
'+A2=339.221-RY003 | Hypoxic O2 Detector | Hypoxic Monitoring | DigiPlex Fet AS | A2_204 Munters Corridor | DigiPlex Fet AS/A2/A2_Floor 2/A2_204 Munters Corridor |  | Fire Prevention | 2019-05-23 10:21
'+A1=353.221-JV601 | Battery Room Extract | Axial Fan | DigiPlex Fet AS | A1_215 Battery Room A | DigiPlex Fet AS/A1/A1_Floor 2/A1_215 Battery Room A |  | Air Conditioning | 2019-05-23 10:34 |  | SystemAir
'+A2=462.222-XP502 | Grid Analyzer, Whitespace B | Power Meter | DigiPlex Fet AS | A2_221 UPS Output Switchboard B | DigiPlex Fet AS/A2/A2_Floor 2/A2_221 UPS Output Switchboard B |  | Power Equipment | 2019-05-23 10:34 |  | IME
30292 | Switchboard Jordfeilsentral Signalterminering | Switchboard | DigiPlex Fet AS | A1_312 Main Input Switchboard-A | DigiPlex Fet AS/A1/A1_Floor 3/A1_312 Main Input Switchboard-A |  | Electrical Distribution | 2019-05-23 10:35 |  | ELCOR
'+A2=360.221-IV002 | Ventilation Aggregate, Battery Room A | Axial Fan | DigiPlex Fet AS | A2_217 UPS Room A | DigiPlex Fet AS/A2/A2_Floor 2/A2_217 UPS Room A |  | Air Conditioning | 2019-05-23 10:35 |  | Flakt Woods
'+A1=462.231-XS015 | MCB -XS015 BY-PASS FRA +A1=432.231 | Air Circuit Breaker | DigiPlex Fet AS | A1_314 UPS Output Switchboard-A | DigiPlex Fet AS/A1/A1_Floor 3/A1_314 UPS Output Switchboard-A |  | Electrical Distribution | 2019-05-23 10:35 |  | ABB
'+A1=353.131-IK400 | Munters Unit A1_3_4 | Munters | DigiPlex Fet AS | A1_310 Air Handling Plant | DigiPlex Fet AS/A1/A1_Floor 3/A1_310 Air Handling Plant |  | Cooling Production | 2019-05-23 10:35 |  | Munters
'+A1=335.222 | Novec Gas Suppression | Fire Suppression | DigiPlex Fet AS | A1_217 UPS Room A | DigiPlex Fet AS/A1/A1_Floor 2/A1_217 UPS Room A |  | Fire Prevention | 2019-06-26 08:53 |  | S
'+A1=462.231-XS023 | MCB -XS023 FRA UPS NR.2 A-SIDE | Air Circuit Breaker | DigiPlex Fet AS | A1_314 UPS Output Switchboard-A | DigiPlex Fet AS/A1/A1_Floor 3/A1_314 UPS Output Switchboard-A |  | Electrical Distribution | 2019-05-23 10:19 |  | ABB
'+A2=433.213-KW011 | Power Supply Unit for Fire Systems | Fire Power Supply | DigiPlex Fet AS | A2_125 White Space Corridor | DigiPlex Fet AS/A2/A2_Floor 1/A2_125 White Space Corridor |  | Fire Prevention | 2019-05-28 10:40 |  | Pulsar
'+A1=434.225 | AUTOMATIKKFORDELING Control Panel | Switchboard | DigiPlex Fet AS | A1_218 Main Input Switchboard B | DigiPlex Fet AS/A1/A1_Floor 2/A1_218 Main Input Switchboard B |  | Electrical Distribution | 2019-05-23 10:34 |  | ELCOR
Temp011 | Switchboard BMS A Side | Switchboard | DigiPlex Fet AS | A1_119 UPS Output Switchboard A | DigiPlex Fet AS/A1/A1_Floor 1/A1_119 UPS Output Switchboard A |  | Electrical Distribution | 2019-05-23 10:10 |  | ELCOR
30399 | Power Supply Unit for Fire Systems | Fire Power Supply | DigiPlex Fet AS | A2_314 UPS Output Switchboard A | DigiPlex Fet AS/A2/A2_Floor 3/A2_314 UPS Output Switchboard A |  | Fire Prevention | 2019-09-10 13:02 |  | Pulsar
'+A3=353.138 | Munters Unit A3_3_8 | Munters | DigiPlex Fet AS | A3_302 Munters Area | DigiPlex Fet AS/A3/A3_Floor 3/A3_302 Munters Area |  | Cooling Production | 2019-09-10 12:59 |  | Munters Belgium
'+A1=353.212-LK001 | Outdoor Unit DX | DX Unit | DigiPlex Fet AS | A1_130 Main Input Switchboard B | DigiPlex Fet AS/A1/A1_Floor 1/A1_130 Main Input Switchboard B |  | Cooling | 2019-05-28 10:57 |  | Samsung
'+A2=462.211-XQ014 | Switch Output to IDF4 (A-side) | Air Circuit Breaker | DigiPlex Fet AS | A2_119 UPS Output Switchboard A | DigiPlex Fet AS/A2/A2_Floor 1/A2_119 UPS Output Switchboard A |  | Electrical Distribution | 2019-09-10 12:53 |  | ABB
'+A1=462.231-XS021 | MCB -XS021 GRUPPEBRYTER FOR UPS FELT 06-07-08-09 | Air Circuit Breaker | DigiPlex Fet AS | A1_314 UPS Output Switchboard-A | DigiPlex Fet AS/A1/A1_Floor 3/A1_314 UPS Output Switchboard-A |  | Electrical Distribution | 2019-05-23 10:10 |  | ABB
'+A2=431.231 | Main Switchboard A Side | Switchboard | DigiPlex Fet AS | A2_312 Main Input Switchboard A | DigiPlex Fet AS/A2/A2_Floor 3/A2_312 Main Input Switchboard A |  | Electrical Distribution | 2019-09-10 13:03
'+A1=353.211-LK001 | Outdoor Unit DX | DX Unit | DigiPlex Fet AS | A1_118 Main Input Switchboard A | DigiPlex Fet AS/A1/A1_Floor 1/A1_118 Main Input Switchboard A |  | Cooling | 2019-05-28 10:57 |  | Samsung
'+A1=542.121-RR007 | Aspiration Fire Alarm Unit | Aspiration | DigiPlex Fet AS | A1_201 White Space Corridor | DigiPlex Fet AS/A1/A1_Floor 2/A1_201 White Space Corridor |  | Fire Alarm | 2019-05-28 10:48 |  | Fire Alarm Aspiration Sensing Technology
'+A1=353.222-JV601 | Battery Room Extract | Axial Fan | DigiPlex Fet AS | A1_222 Battery Room B | DigiPlex Fet AS/A1/A1_Floor 2/A1_222 Battery Room B |  | Air Conditioning | 2019-05-23 10:34 |  | SystemAir
'+A2=542.004-RR010 | Aspiration Fire Alarm Unit | Aspiration | DigiPlex Fet AS | A2_125 White Space Corridor | DigiPlex Fet AS/A2/A2_Floor 1/A2_125 White Space Corridor |  | Fire Alarm | 2019-05-28 10:48 |  | Fire Alarm Aspiration Sensing Technology
'+A2=339.211RY001 | Hypoxic O2 Detector | Hypoxic Monitoring | DigiPlex Fet AS | A2_124 White Space | DigiPlex Fet AS/A2/A2_Floor 1/A2_124 White Space |  | Fire Prevention | 2019-05-23 10:13
'+A2=431.222 | Main Distribution Board B Side | Switchboard | DigiPlex Fet AS | A2_218 Main Input Switchboard B | DigiPlex Fet AS/A2/A2_Floor 2/A2_218 Main Input Switchboard B |  | Electrical Distribution | 2019-05-23 10:35
'+A1=353.611-LR402 | Variable Frequency Drive | VFD | DigiPlex Fet AS | A1_123 Munters Corridor | DigiPlex Fet AS/A1/A1_Floor 1/A1_123 Munters Corridor |  | Power Control | 2019-05-23 10:35 |  | Danfoss
'+A2=462.221-XS023 | MCB from UPS nr. 2 | Air Circuit Breaker | DigiPlex Fet AS | A2_214 UPS Output Switchboard A | DigiPlex Fet AS/A2/A2_Floor 2/A2_214 UPS Output Switchboard A |  | Electrical Distribution | 2019-05-23 10:21 |  | ABB
'+A1=353.232-JV601 | Battery Room Extract | Axial Fan | DigiPlex Fet AS | A1_322 Battery Room B | DigiPlex Fet AS/A1/A1_Floor 3/A1_322 Battery Room B |  | Air Conditioning | 2019-05-23 10:34 |  | SystemAir
'+A2=542.121-OU005 | Fire Panel System 11 | Fire Panel | DigiPlex Fet AS | A2_201 White Space Corridor | DigiPlex Fet AS/A2/A2_Floor 2/A2_201 White Space Corridor |  | Fire Alarm | 2019-05-23 10:14 |  | Eltek
'+A1=432.311-XQ012 | MCB -XQ012 STROMSKINNE 4x1250A - TIL MIDTBYGG | Air Circuit Breaker | DigiPlex Fet AS | A1_130 Main Input Switchboard B | DigiPlex Fet AS/A1/A1_Floor 1/A1_130 Main Input Switchboard B |  | Electrical Distribution | 2019-05-23 10:35 |  | ABB
'+A1=462.212-XQ025 | MCB -XQ025 LASTBANK B-SIDE | Air Circuit Breaker | DigiPlex Fet AS | A1_131 UPS Output Switchboard B | DigiPlex Fet AS/A1/A1_Floor 1/A1_131 UPS Output Switchboard B |  | Electrical Distribution | 2019-05-23 10:35 |  | ABB
'+A2=542.122-RY004 | Aspiration Fire Alarm Unit | Aspiration | DigiPlex Fet AS | A2_202 White Space | DigiPlex Fet AS/A2/A2_Floor 2/A2_202 White Space |  | Fire Alarm | 2019-05-28 10:48 |  | Fire Alarm Aspiration Sensing Technology
'+A1=462.232-XQ025 | MCB -XQ025 LASTBANK B-SIDE | Air Circuit Breaker | DigiPlex Fet AS | A1_321 UPS Output Switchboard-B | DigiPlex Fet AS/A1/A1_Floor 3/A1_321 UPS Output Switchboard-B |  | Electrical Distribution | 2019-05-23 10:35 |  | ABB
30421 | Variable Frequency Drive | VFD | DigiPlex Fet AS | A2_323 UPS Room B | DigiPlex Fet AS/A2/A2_Floor 3/A2_323 UPS Room B |  | Power Control | 2019-09-10 13:03 |  | Danfoss
'+A2=462.232-XQ020 | Switch Output to Whitespace A2_3 (B-side) | Air Circuit Breaker | DigiPlex Fet AS | A2_321 UPS Output Switchboard B | DigiPlex Fet AS/A2/A2_Floor 3/A2_321 UPS Output Switchboard B |  | Electrical Distribution | 2019-09-10 13:02 |  | ABB
'+A2=353.111-IK100 | Munters Unit A2_1_1 | Munters | DigiPlex Fet AS | A2_107 Air Handling Plant Area | DigiPlex Fet AS/A2/A2_Floor 1/A2_107 Air Handling Plant Area |  | Cooling Production | 2019-05-23 10:35 |  | Munters Belgium
'+A2=542.121-RY005 | Aspiration Fire Alarm Unit | Aspiration | DigiPlex Fet AS | A1_Floor 2 | DigiPlex Fet AS/A1/A1_Floor 2 |  | Fire Alarm | 2019-05-28 10:49 |  | Fire Alarm Aspiration Sensing Technology
'+A1=462.212-XS023 | MCB FRA UPS NR.2 | Air Circuit Breaker | DigiPlex Fet AS | A1_131 UPS Output Switchboard B | DigiPlex Fet AS/A1/A1_Floor 1/A1_131 UPS Output Switchboard B |  | Electrical Distribution | 2019-05-23 10:09 |  | ABB
'+A2=360.221-JV401 | Axial Supply Fan 1 | Axial Fan | DigiPlex Fet AS | A2_217 UPS Room A | DigiPlex Fet AS/A2/A2_Floor 2/A2_217 UPS Room A |  | Air Conditioning | 2019-05-23 10:34 |  | Flakt Woods
'+A2=462.231-XS022 | Switch Input from UPS 1 (A-side) | Air Circuit Breaker | DigiPlex Fet AS | A2_314 UPS Output Switchboard A | DigiPlex Fet AS/A2/A2_Floor 3/A2_314 UPS Output Switchboard A |  | Electrical Distribution | 2019-09-10 13:02 |  | ABB
30450 | Air Handling Unit | AHU | DigiPlex Fet AS | A1_205 Air Handling Plant | DigiPlex Fet AS/A1/A1_Floor 2/A1_205 Air Handling Plant |  | Air Conditioning | 2019-05-23 10:34
'+A2=462.221-XQ025 | MCB Loadbank A | Air Circuit Breaker | DigiPlex Fet AS | A2_214 UPS Output Switchboard A | DigiPlex Fet AS/A2/A2_Floor 2/A2_214 UPS Output Switchboard A |  | Electrical Distribution | 2019-05-23 10:35 |  | ABB
'+A1=431.311 | Switchboard Input Side B ??? | Switchboard | DigiPlex Fet AS | A1_130 Main Input Switchboard B | DigiPlex Fet AS/A1/A1_Floor 1/A1_130 Main Input Switchboard B |  | Electrical Distribution | 2019-05-23 10:35 |  | ELCOR
'+A1=431.222 | Switchboard Main Input Side B | Switchboard | DigiPlex Fet AS | A1_218 Main Input Switchboard B | DigiPlex Fet AS/A1/A1_Floor 2/A1_218 Main Input Switchboard B |  | Electrical Distribution | 2019-05-23 10:35
'+A2=542.004-RR001 | Aspiration Fire Alarm Unit | Aspiration | DigiPlex Fet AS | A2_126 Technical Corridor | DigiPlex Fet AS/A2/A2_Floor 1/A2_126 Technical Corridor |  | Fire Alarm | 2019-05-28 10:48 |  | Fire Alarm Aspiration Sensing Technology
30270 | Hose Reel | Fire Hose | DigiPlex Fet AS | A1_326 Airlock | DigiPlex Fet AS/A1/A1_Floor 3/A1_326 Airlock |  | Fire Prevention | 2019-05-28 10:40
'+A3=353.138 | CCU02 | CCU DX | DigiPlex Fet AS | A3_304 IDF4 (OSL20 - F03I04) | DigiPlex Fet AS/A3/A3_Floor 3/A3_304 IDF4 (OSL20 - F03I04) |  | Cooling | 2019-09-10 12:58
'+A1=462.212 | Switchboard UPS Output B | Switchboard | DigiPlex Fet AS | A1_131 UPS Output Switchboard B | DigiPlex Fet AS/A1/A1_Floor 1/A1_131 UPS Output Switchboard B |  | Electrical Distribution | 2019-05-23 10:14 |  | ELCOR
'+A2=542.004-RR005 | Aspiration Fire Alarm Unit | Aspiration | DigiPlex Fet AS | A2_125 White Space Corridor | DigiPlex Fet AS/A2/A2_Floor 1/A2_125 White Space Corridor |  | Fire Alarm | 2019-05-28 10:49 |  | Fire Alarm Aspiration Sensing Technology
'+A2=542.131-RY016 | Aspiration Fire Alarm Unit | Aspiration | DigiPlex Fet AS | A1_Floor 3 | DigiPlex Fet AS/A1/A1_Floor 3 |  | Fire Alarm | 2019-05-28 10:49 |  | Fire Alarm Aspiration Sensing Technology
'+A2=542.111-RY005 | Aspiration Fire Alarm Unit | Aspiration | DigiPlex Fet AS | A2_104 FMMR-A | DigiPlex Fet AS/A2/A2_Floor 1/A2_104 FMMR-A |  | Fire Alarm | 2019-05-28 10:48 |  | Fire Alarm Aspiration Sensing Technology
'+A1=437.235 | AUTOMATIKKFORDELING Control Panel | Distribution Board | DigiPlex Fet AS | A1_318 Main Input Switchboard-B | DigiPlex Fet AS/A1/A1_Floor 3/A1_318 Main Input Switchboard-B |  | Electrical Distribution | 2019-05-23 10:34 |  | ELCOR
'+A2=432.212-XQ018 | Main Switch to UPS nr.1 B Side | Air Circuit Breaker | DigiPlex Fet AS | A2_129 Main Input Switchboard B | DigiPlex Fet AS/A2/A2_Floor 1/A2_129 Main Input Switchboard B |  | Electrical Distribution | 2019-05-23 10:21 |  | ABB
'+A2=433.212 | Distribution Board UPS Output B | Switchboard | DigiPlex Fet AS | A2_131 UPS Output Switchboard B | DigiPlex Fet AS/A2/A2_Floor 1/A2_131 UPS Output Switchboard B |  | Electrical Distribution | 2019-05-23 10:14
'+A1=353.131-IK100 | Munters Unit A1_3_1 | Munters | DigiPlex Fet AS | A1_310 Air Handling Plant | DigiPlex Fet AS/A1/A1_Floor 3/A1_310 Air Handling Plant |  | Cooling Production | 2019-05-23 10:35 |  | Munters
'+A2=431.221-XP504 | Grid Analyzer, Main Distribution +A2=432.211 | Power Meter | DigiPlex Fet AS | A2_216 Main Input Switchboard A | DigiPlex Fet AS/A2/A2_Floor 2/A2_216 Main Input Switchboard A |  | Power Equipment | 2019-05-23 10:34 |  | IME
'+A1=462.231-XQ025 | MCB -XQ025 LASTBANK A-SIDE | Air Circuit Breaker | DigiPlex Fet AS | A1_314 UPS Output Switchboard-A | DigiPlex Fet AS/A1/A1_Floor 3/A1_314 UPS Output Switchboard-A |  | Electrical Distribution | 2019-05-23 10:35 |  | ABB
'+A1=542.002-RR001 | Aspiration Fire Alarm Unit | Aspiration | DigiPlex Fet AS | A1_220 Technical Corridor | DigiPlex Fet AS/A1/A1_Floor 2/A1_220 Technical Corridor |  | Fire Alarm | 2019-05-28 10:48 |  | Fire Alarm Aspiration Sensing Technology
'+A1=542.PS-05 | Power Supply Unit for Fire Systems | Fire Power Supply | DigiPlex Fet AS | A1_104 FMMR-A | DigiPlex Fet AS/A1/A1_Floor 1/A1_104 FMMR-A |  | Fire Prevention | 2019-05-28 10:40 |  | Pulsar
30415 | Variable Frequency Drive | VFD | DigiPlex Fet AS | A2_319 Hypoxic HVAC Room B | DigiPlex Fet AS/A2/A2_Floor 3/A2_319 Hypoxic HVAC Room B |  | Power Control | 2019-10-04 08:33 |  | Danfoss
'+A1=353.111-IK100 | Munters Unit A1_1_1 | Munters | DigiPlex Fet AS | A1_107 Air Handling Plant Area | DigiPlex Fet AS/A1/A1_Floor 1/A1_107 Air Handling Plant Area |  | Cooling Production | 2019-05-23 10:35 |  | Munters Belgium
'+A1=433.213 | Distribution Board | Distribution Board | DigiPlex Fet AS | A1_131 UPS Output Switchboard B | DigiPlex Fet AS/A1/A1_Floor 1/A1_131 UPS Output Switchboard B |  | Electrical Distribution | 2019-05-23 10:34 |  | ELCOR
'+A2=462.232-GH100 | UPS A2_3 B Battery System | Battery String | DigiPlex Fet AS | A2_322 Battery Room B | DigiPlex Fet AS/A2/A2_Floor 3/A2_322 Battery Room B |  | UPS | 2019-09-10 13:02
'+A1=353.231-JV601 | Battery Room Extract | Axial Fan | DigiPlex Fet AS | A1_313 Battery Room A | DigiPlex Fet AS/A1/A1_Floor 3/A1_313 Battery Room A |  | Air Conditioning | 2019-05-23 10:34 |  | SystemAir
'+A1=462.222-XS021 | MCB -XS021 GRUPPEBR FOR UPS FELT (FELT06-07-08-09) | Air Circuit Breaker | DigiPlex Fet AS | A1_221 UPS Output Switchboard B | DigiPlex Fet AS/A1/A1_Floor 2/A1_221 UPS Output Switchboard B |  | Electrical Distribution | 2019-05-23 10:10 |  | ABB
'+A2=433.223-KW009 | Power Supply Unit for Fire Systems | Fire Power Supply | DigiPlex Fet AS | A2_220 Technical Corridor | DigiPlex Fet AS/A2/A2_Floor 2/A2_220 Technical Corridor |  | Fire Prevention | 2019-05-28 10:40 |  | Pulsar
'+AM=234.011-DP002 | Shutter - Internal | Shutter | DigiPlex Fet AS | AM_111 Unpacking Room | DigiPlex Fet AS/AM/AM_Floor 1/AM_111 Unpacking Room |  | Physical Security | 2019-05-23 10:35
'+A2=360.211-SZ401 | Fire Valve, Supply Fans 1, 2 | Fire Valve | DigiPlex Fet AS | A2_115 Transformator-3 | DigiPlex Fet AS/A2/A2_Floor 1/A2_115 Transformator-3 |  | Fire Isolation | 2019-05-28 10:40
'+A2=462.222-XS022 | MCB from UPS nr. 1 | Air Circuit Breaker | DigiPlex Fet AS | A2_221 UPS Output Switchboard B | DigiPlex Fet AS/A2/A2_Floor 2/A2_221 UPS Output Switchboard B |  | Electrical Distribution | 2019-05-23 10:19 |  | ABB
Temp001 | Fan Axial AVTREKKSVIFTE | Axial Fan | DigiPlex Fet AS | A1_319 Hypoxic HVAC Room B | DigiPlex Fet AS/A1/A1_Floor 3/A1_319 Hypoxic HVAC Room B |  | Air Conditioning | 2019-05-23 10:34 |  | Flakt Woods
'+A2=462.232-XS024 | Switch Input from UPS 3 (B-side) | Air Circuit Breaker | DigiPlex Fet AS | A2_321 UPS Output Switchboard B | DigiPlex Fet AS/A2/A2_Floor 3/A2_321 UPS Output Switchboard B |  | Electrical Distribution | 2019-09-10 13:02 |  | ABB
'+A1=433.233 | Distribution Board | Distribution Board | DigiPlex Fet AS | A1_321 UPS Output Switchboard-B | DigiPlex Fet AS/A1/A1_Floor 3/A1_321 UPS Output Switchboard-B |  | Electrical Distribution | 2019-05-23 10:34 |  | ELCOR
'+A3=353.135 | Munters Unit A3_3_5 | Munters | DigiPlex Fet AS | A3_302 Munters Area | DigiPlex Fet AS/A3/A3_Floor 3/A3_302 Munters Area |  | Cooling Production | 2019-09-10 12:59 |  | Munters Belgium
'+A2=331.221-UO001T | Hose Reels | Aspiration | DigiPlex Fet AS | A2_226 Airlock | DigiPlex Fet AS/A2/A2_Floor 2/A2_226 Airlock |  | Fire Alarm | 2019-05-28 10:48
'+A2=542.005-RR010 | Aspiration Fire Alarm Unit | Aspiration | DigiPlex Fet AS | A2_201 White Space Corridor | DigiPlex Fet AS/A2/A2_Floor 2/A2_201 White Space Corridor |  | Fire Alarm | 2019-05-28 10:48 |  | Fire Alarm Aspiration Sensing Technology
30123 | Intercom to all external areas | Intercom | DigiPlex Fet AS | AM_128 Reception Office | DigiPlex Fet AS/AM/AM_Floor 1/AM_128 Reception Office |  | Security System | 2019-05-23 10:35
'+A1=433.233-KW010 | Power Supply Unit for Fire Systems | Fire Power Supply | DigiPlex Fet AS | A1_301 White Space Corridor | DigiPlex Fet AS/A1/A1_Floor 3/A1_301 White Space Corridor |  | Fire Prevention | 2019-05-28 10:40 |  | Pulsar
30316 | Heating Electrical Panel Radiator | Electric Panel Heater | DigiPlex Fet AS | A1_319 Hypoxic HVAC Room B | DigiPlex Fet AS/A1/A1_Floor 3/A1_319 Hypoxic HVAC Room B |  | Heating Equipment | 2019-10-04 08:11 |  | NOBO
'+A1=335.223 | Novec Gas Suppression | Fire Suppression | DigiPlex Fet AS | A1_214 UPS Output Switchboard A | DigiPlex Fet AS/A1/A1_Floor 2/A1_214 UPS Output Switchboard A |  | Fire Prevention | 2019-06-26 08:53 |  | S
'+A3=462.111-XS023 | Switch Input from UPS 1 (C-side) | Air Circuit Breaker | DigiPlex Fet AS | A3_105 UPS Output Switchboard C | DigiPlex Fet AS/A3/A3_Floor 1/A3_105 UPS Output Switchboard C |  | Electrical Distribution | 2019-09-10 12:58 |  | ABB
'+A1=462.211-XQ014 | Switch Output to IDF2 (A-side) | Air Circuit Breaker | DigiPlex Fet AS | A1_119 UPS Output Switchboard A | DigiPlex Fet AS/A1/A1_Floor 1/A1_119 UPS Output Switchboard A |  | Electrical Distribution | 2019-09-10 12:56 |  | ABB
'+A2=360.211-SZ501 | Fire Valve, Extract Fans 1, 2 | Fire Valve | DigiPlex Fet AS | A2_115 Transformator-3 | DigiPlex Fet AS/A2/A2_Floor 1/A2_115 Transformator-3 |  | Fire Isolation | 2019-05-28 10:40
'+AM=335.331 | Novec 1230 IDF1, Level 3 | Fire Suppression | DigiPlex Fet AS | A3_308 IDF1 (OSL20 - F03I01) | DigiPlex Fet AS/AM/AM_Floor 3/A3_308 IDF1 (OSL20 - F03I01) |  | Fire Prevention | 2019-06-26 08:53
'+A2=462.211-XS022 | MCB from UPS nr. 1 | Air Circuit Breaker | DigiPlex Fet AS | A2_119 UPS Output Switchboard A | DigiPlex Fet AS/A2/A2_Floor 1/A2_119 UPS Output Switchboard A |  | Electrical Distribution | 2019-05-23 10:10 |  | ABB
'+A2=432.212-XQ020 | Main Switch to UPS nr.3 B Side | Air Circuit Breaker | DigiPlex Fet AS | A2_129 Main Input Switchboard B | DigiPlex Fet AS/A2/A2_Floor 1/A2_129 Main Input Switchboard B |  | Electrical Distribution | 2019-05-23 10:21 |  | ABB
'+A1=543.003-RR014 | Aspiration Fire Alarm Unit | Aspiration | DigiPlex Fet AS | AM_316 FMMR-A | DigiPlex Fet AS/AM/AM_Floor 3/AM_316 FMMR-A |  | Fire Alarm | 2019-05-28 10:48 |  | Fire Alarm Aspiration Sensing Technology
'+A1=353.621-LR401 | Variable Frequency Drive | VFD | DigiPlex Fet AS | A1_217 UPS Room A | DigiPlex Fet AS/A1/A1_Floor 2/A1_217 UPS Room A |  | Power Control | 2019-05-23 10:35 |  | Danfoss
'+A2=339.111-XZ001 | Hypoxic Monitoring Unit - I/O MODUL | Hypoxic Monitoring | DigiPlex Fet AS | A2_123 Munters Corridor | DigiPlex Fet AS/A2/A2_Floor 1/A2_123 Munters Corridor |  | Fire Prevention | 2019-05-23 10:20 |  | Hypoxic Technologies
30112 | Aspiration Fire Alarm Unit | Aspiration | DigiPlex Fet AS | AM_117 BMMR-A | DigiPlex Fet AS/AM/AM_Floor 1/AM_117 BMMR-A |  | Fire Alarm | 2019-05-28 10:49 |  | Fire Alarm Aspiration Sensing Technology
'+A1=353.221-LF001 | Indoor Unit DX | DX Unit | DigiPlex Fet AS | A1_215 Battery Room A | DigiPlex Fet AS/A1/A1_Floor 2/A1_215 Battery Room A |  | Cooling | 2019-05-28 10:57 |  | Samsung
'+A1=431.231-HAFSLUND | Hafslund Supply Meter | Power Meter | DigiPlex Fet AS | A1_312 Main Input Switchboard-A | DigiPlex Fet AS/A1/A1_Floor 3/A1_312 Main Input Switchboard-A |  | Power Equipment | 2019-05-23 10:34 |  | Kamstrup
'+A1=434.222 | Switchboard Munters A1_2 B | Switchboard | DigiPlex Fet AS | A1_221 UPS Output Switchboard B | DigiPlex Fet AS/A1/A1_Floor 2/A1_221 UPS Output Switchboard B |  | Electrical Distribution | 2019-05-23 10:35 |  | ELCOR
'+A2=542.111-OU004 | Fire Panel System 9 | Fire Panel | DigiPlex Fet AS | A2_125 White Space Corridor | DigiPlex Fet AS/A2/A2_Floor 1/A2_125 White Space Corridor |  | Fire Alarm | 2019-05-23 10:21 |  | Eltek
30536 | Switchboard JORDFEILSENTRAL SIGNALTERMINERING | Switchboard | DigiPlex Fet AS | A2_117 Main Input Switchboard A | DigiPlex Fet AS/A2/A2_Floor 1/A2_117 Main Input Switchboard A |  | Electrical Distribution | 2019-05-23 10:35 |  | ELCOR
'+A3=462.111-XS024 | Switch Input from UPS 2 (C-side) | Air Circuit Breaker | DigiPlex Fet AS | A3_105 UPS Output Switchboard C | DigiPlex Fet AS/A3/A3_Floor 1/A3_105 UPS Output Switchboard C |  | Electrical Distribution | 2019-09-10 12:58 |  | ABB
'+A2=353.111 | Munters System, A2_1 | Munters | DigiPlex Fet AS | A2_107 Air Handling Plant Area | DigiPlex Fet AS/A2/A2_Floor 1/A2_107 Air Handling Plant Area |  | Cooling Production | 2019-05-23 10:35
'+A2=353.232-LF001 | Indoor Unit DX | DX Unit | DigiPlex Fet AS | A2_322 Battery Room B | DigiPlex Fet AS/A2/A2_Floor 3/A2_322 Battery Room B |  | Cooling | 2019-09-10 13:02 |  | Samsung
'+A1=542.001-RR015 | Aspiration Fire Alarm Unit | Aspiration | DigiPlex Fet AS | A1_103 FMMR-B | DigiPlex Fet AS/A1/A1_Floor 1/A1_103 FMMR-B |  | Fire Alarm | 2019-05-28 10:48 |  | Fire Alarm Aspiration Sensing Technology
'+A2=353.121 | Munters System, A2_2 | Munters | DigiPlex Fet AS | A2_205 Air Handling Plant Area | DigiPlex Fet AS/A2/A2_Floor 2/A2_205 Air Handling Plant Area |  | Cooling Production | 2019-05-23 10:35
'+A1=353.222-LR502 | Variable Frequency Drive | VFD | DigiPlex Fet AS | A1_223 UPS Room B | DigiPlex Fet AS/A1/A1_Floor 2/A1_223 UPS Room B |  | Power Control | 2019-05-23 10:35 |  | Danfoss
'+A2=353.611-LR402 | Variable Frequency Drive | VFD | DigiPlex Fet AS | A2_123 Munters Corridor | DigiPlex Fet AS/A2/A2_Floor 1/A2_123 Munters Corridor |  | Power Control | 2019-05-23 10:35 |  | Danfoss
'+A2=432.224 | Main Distribution Board B Side | Switchboard | DigiPlex Fet AS | A2_218 Main Input Switchboard B | DigiPlex Fet AS/A2/A2_Floor 2/A2_218 Main Input Switchboard B |  | Electrical Distribution | 2019-05-23 10:35
30451 | AHU DX unit large | DX Unit | DigiPlex Fet AS | A1_205 Air Handling Plant | DigiPlex Fet AS/A1/A1_Floor 2/A1_205 Air Handling Plant |  | Cooling | 2019-05-28 10:56
'+A1=432.222-XP502 | Meter - XP502 NETTANALYSATOR UNDERFORDELING | Power Meter | DigiPlex Fet AS | A1_218 Main Input Switchboard B | DigiPlex Fet AS/A1/A1_Floor 2/A1_218 Main Input Switchboard B |  | Power Equipment | 2019-05-23 10:35 |  | IME
'+A1=443.031 | Emergency Lighting System | Emergency Lighting | DigiPlex Fet AS | A1_Floor 3 | DigiPlex Fet AS/A1/A1_Floor 3 |  | Lighting | 2019-05-23 10:34
'+A2=462.231-XS024 | Switch Input from UPS 3 (A-side) | Air Circuit Breaker | DigiPlex Fet AS | A2_314 UPS Output Switchboard A | DigiPlex Fet AS/A2/A2_Floor 3/A2_314 UPS Output Switchboard A |  | Electrical Distribution | 2019-09-10 13:02 |  | ABB
'+A2=353.121-IK100 | Munters Unit A2_2_1 | Munters | DigiPlex Fet AS | A2_205 Air Handling Plant Area | DigiPlex Fet AS/A2/A2_Floor 2/A2_205 Air Handling Plant Area |  | Cooling Production | 2019-05-23 10:35 |  | Munters Belgium
'+A2=431.232-XQ015 | Switch Output to UPS B Mechanical Bypass | Air Circuit Breaker | DigiPlex Fet AS | A2_318 Main Input Switchboard B | DigiPlex Fet AS/A2/A2_Floor 3/A2_318 Main Input Switchboard B |  | Electrical Distribution | 2019-09-10 13:03 |  | ABB
30215 | Switchboard KRITISKE KURSER TIL STYRESYSTEMER | Switchboard | DigiPlex Fet AS | A1_218 Main Input Switchboard B | DigiPlex Fet AS/A1/A1_Floor 2/A1_218 Main Input Switchboard B |  | Electrical Distribution | 2019-05-23 10:13 |  | ELCOR
'+A2=432.212-XQ019 | Main Switch to UPS nr.2 B Side | Air Circuit Breaker | DigiPlex Fet AS | A2_129 Main Input Switchboard B | DigiPlex Fet AS/A2/A2_Floor 1/A2_129 Main Input Switchboard B |  | Electrical Distribution | 2019-05-23 10:14 |  | ABB
'+A1=462.232 | Switchboard STROMSKINNE WS-B (BUSBAR WS-B) | Switchboard | DigiPlex Fet AS | A1_321 UPS Output Switchboard-B | DigiPlex Fet AS/A1/A1_Floor 3/A1_321 UPS Output Switchboard-B |  | Electrical Distribution | 2019-05-23 10:20 |  | ELCOR
'+A2=353.121-IK700 | Munters Unit A2_2_7 | Munters | DigiPlex Fet AS | A2_205 Air Handling Plant Area | DigiPlex Fet AS/A2/A2_Floor 2/A2_205 Air Handling Plant Area |  | Cooling Production | 2019-05-23 10:35 |  | Munters Belgium
'+A1=431.221-XP504 | Meter - XP504 NETTANALYSATOR HOVEDFORDELING | Power Meter | DigiPlex Fet AS | A1_216 Main Input Switchboard A | DigiPlex Fet AS/A1/A1_Floor 2/A1_216 Main Input Switchboard A |  | Power Equipment | 2019-05-23 10:35 |  | IME
'+A2=360.222-JV503 | Battery Room Extract Fan | Axial Fan | DigiPlex Fet AS | A2_222 Battery Room B | DigiPlex Fet AS/A2/A2_Floor 2/A2_222 Battery Room B |  | Air Conditioning | 2019-05-23 10:34 |  | SystemAir
'+A1=431.231-XS012 | MCB -XS012 FORSYNING TIL/FRA +A1=431.232 B-SIDE | Air Circuit Breaker | DigiPlex Fet AS | A1_312 Main Input Switchboard-A | DigiPlex Fet AS/A1/A1_Floor 3/A1_312 Main Input Switchboard-A |  | Electrical Distribution | 2019-05-23 10:35 |  | ABB
'+A2=431.222-XQ016 | Main Switch +A2 = 431.222 B Side | Air Circuit Breaker | DigiPlex Fet AS | A2_218 Main Input Switchboard B | DigiPlex Fet AS/A2/A2_Floor 2/A2_218 Main Input Switchboard B |  | Electrical Distribution | 2019-05-23 10:35 |  | IME
'+A1=434.232 | Switchboard Munters A1_3 B | Switchboard | DigiPlex Fet AS | A1_321 UPS Output Switchboard-B | DigiPlex Fet AS/A1/A1_Floor 3/A1_321 UPS Output Switchboard-B |  | Electrical Distribution | 2019-05-23 10:35 |  | ELCOR
'+A2=353.131 | Munters System, A2_3 | Munters | DigiPlex Fet AS | A2_310 Air Handling Plant Area | DigiPlex Fet AS/A2/A2_Floor 3/A2_310 Air Handling Plant Area |  | Cooling Production | 2019-09-10 13:03
30214 | BATTERIER 24VDC | Switchboard | DigiPlex Fet AS | A1_218 Main Input Switchboard B | DigiPlex Fet AS/A1/A1_Floor 2/A1_218 Main Input Switchboard B |  | Electrical Distribution | 2019-05-23 10:34 |  | Marathon
'+A1=433.234 | Switchboard | Switchboard | DigiPlex Fet AS | A1_318 Main Input Switchboard-B | DigiPlex Fet AS/A1/A1_Floor 3/A1_318 Main Input Switchboard-B |  | Electrical Distribution | 2019-05-23 10:35 |  | ELCOR
'+A1=542.001-RR002 | Aspiration Fire Alarm Unit | Aspiration | DigiPlex Fet AS | A1_127 Technical Corridor | DigiPlex Fet AS/A1/A1_Floor 1/A1_127 Technical Corridor |  | Fire Alarm | 2019-05-28 10:48 |  | Fire Alarm Aspiration Sensing Technology
'+A1=353.222-LR401 | Variable Frequency Drive | VFD | DigiPlex Fet AS | A1_223 UPS Room B | DigiPlex Fet AS/A1/A1_Floor 2/A1_223 UPS Room B |  | Power Control | 2019-05-23 10:35 |  | Danfoss
'+A1=431.231-XP004 | Meter -XP004 NETTANALYSATOR TRAFO NR.3 - GEN. NR3 | Power Meter | DigiPlex Fet AS | A1_312 Main Input Switchboard-A | DigiPlex Fet AS/A1/A1_Floor 3/A1_312 Main Input Switchboard-A |  | Power Equipment | 2019-05-23 10:35 |  | IME
'+A3=373.132 | DX Unit Office Areas 2 | DX Unit | DigiPlex Fet AS | A3_302 Munters Area | DigiPlex Fet AS/A3/A3_Floor 3/A3_302 Munters Area |  | Cooling | 2019-09-10 12:58
'+A2=462.232-XS021 | Switch Input from UPS B (Castle Key) | Air Circuit Breaker | DigiPlex Fet AS | A2_321 UPS Output Switchboard B | DigiPlex Fet AS/A2/A2_Floor 3/A2_321 UPS Output Switchboard B |  | Electrical Distribution | 2019-09-10 13:02 |  | ABB
'+A1=462.212-XS021 | MCB -XS021 GRUPPEBRYTER FOR UPS FELT | Air Circuit Breaker | DigiPlex Fet AS | A1_131 UPS Output Switchboard B | DigiPlex Fet AS/A1/A1_Floor 1/A1_131 UPS Output Switchboard B |  | Electrical Distribution | 2019-05-23 10:10 |  | ABB
'+A1=432.222-XQ018 | MCB - XQ018 TIL UPS NR.1 B-SIDE | Air Circuit Breaker | DigiPlex Fet AS | A1_218 Main Input Switchboard B | DigiPlex Fet AS/A1/A1_Floor 2/A1_218 Main Input Switchboard B |  | Electrical Distribution | 2019-05-23 10:09 |  | ABB
'+A1=462.221-GH100 | UPS A1_2 A Battery System | Battery String | DigiPlex Fet AS | A1_215 Battery Room A | DigiPlex Fet AS/A1/A1_Floor 2/A1_215 Battery Room A |  | UPS | 2019-05-28 11:01
'+A1=431.232-XQ011 | MCB -XQ011 FORSYNING FRA GENERATOR NR. 4 | Air Circuit Breaker | DigiPlex Fet AS | A1_318 Main Input Switchboard-B | DigiPlex Fet AS/A1/A1_Floor 3/A1_318 Main Input Switchboard-B |  | Electrical Distribution | 2019-05-23 10:35 |  | ABB
'+A3=373.131 | DX Unit Office Areas 1 | DX Unit | DigiPlex Fet AS | A3_302 Munters Area | DigiPlex Fet AS/A3/A3_Floor 3/A3_302 Munters Area |  | Cooling | 2019-09-10 12:58
'+A1=462.211-XS021 | MCB -XS021 GRUPPEBRYTER FOR UPS FELT | Air Circuit Breaker | DigiPlex Fet AS | A1_119 UPS Output Switchboard A | DigiPlex Fet AS/A1/A1_Floor 1/A1_119 UPS Output Switchboard A |  | Electrical Distribution | 2019-05-23 10:10 |  | ABB
'+A2=462.211-XS021 | MCB Group Switch for UPS Fields (06-07-08-09) | Air Circuit Breaker | DigiPlex Fet AS | A2_119 UPS Output Switchboard A | DigiPlex Fet AS/A2/A2_Floor 1/A2_119 UPS Output Switchboard A |  | Electrical Distribution | 2019-05-23 10:21 |  | ABB
'+A3=335.131 | Novec 1230 IDF2, Level 3 | Fire Suppression | DigiPlex Fet AS | A3_303 IDF2 (OSL20 - F03I02) | DigiPlex Fet AS/A3/A3_Floor 3/A3_303 IDF2 (OSL20 - F03I02) |  | Fire Prevention | 2019-09-10 12:58
'+A2=353.212-LR501 | Variable Frequency Drive, Extract Fan 1 | VFD | DigiPlex Fet AS | A2_132 UPS Room B | DigiPlex Fet AS/A2/A2_Floor 1/A2_132 UPS Room B |  | Power Control | 2019-05-23 10:35 |  | Danfoss
'+A1=432.311 | Switchboard Input Side B | Switchboard | DigiPlex Fet AS | A1_130 Main Input Switchboard B | DigiPlex Fet AS/A1/A1_Floor 1/A1_130 Main Input Switchboard B |  | Electrical Distribution | 2019-05-23 10:35 |  | ELCOR
'+A2=462.222-XS024 | MCB from UPS nr. 3 | Air Circuit Breaker | DigiPlex Fet AS | A2_221 UPS Output Switchboard B | DigiPlex Fet AS/A2/A2_Floor 2/A2_221 UPS Output Switchboard B |  | Electrical Distribution | 2019-05-23 10:14 |  | ABB
'+A1=431.212-XQ016 | MCB -XQ016 HOVEDBRYTER +A1=432.212 B-SIDE | Air Circuit Breaker | DigiPlex Fet AS | A1_130 Main Input Switchboard B | DigiPlex Fet AS/A1/A1_Floor 1/A1_130 Main Input Switchboard B |  | Electrical Distribution | 2019-05-23 10:35 |  | ABB
30251 | Pressure Vessel | Pressure Vessel | DigiPlex Fet AS | AM_402 Tech area | DigiPlex Fet AS/AM/AM_Floor 4/AM_402 Tech area |  | Water Treatment | 2019-05-23 10:35
'+A2=461.411-IG003 | Diesel Generator A2_3 | Diesel Generator | DigiPlex Fet AS | Generators A2 | DigiPlex Fet AS/DFAS External Areas/Generators A2 |  | Power Generator | 2019-09-10 13:10 |  | Caterpiller
'+A2=339.221-OU001 | Hypoxic Monitoring Unit | Hypoxic Monitoring | DigiPlex Fet AS | A2_204 Munters Corridor | DigiPlex Fet AS/A2/A2_Floor 2/A2_204 Munters Corridor |  | Fire Prevention | 2019-05-23 10:15 |  | Hypoxic Technologies
'+A1=542.121-RR008 | Aspiration Fire Alarm Unit | Aspiration | DigiPlex Fet AS | A1_201 White Space Corridor | DigiPlex Fet AS/A1/A1_Floor 2/A1_201 White Space Corridor |  | Fire Alarm | 2019-05-28 10:48 |  | Fire Alarm Aspiration Sensing Technology
'+A2=360.211-SZ503 | Fire Valve, Extract Fan Battery Room | Axial Fan | DigiPlex Fet AS | A2_118 Battery Room A | DigiPlex Fet AS/A2/A2_Floor 1/A2_118 Battery Room A |  | Air Conditioning | 2019-05-23 10:34
'+A2=353.121-IK600 | Munters Unit A2_2_6 | Munters | DigiPlex Fet AS | A2_205 Air Handling Plant Area | DigiPlex Fet AS/A2/A2_Floor 2/A2_205 Air Handling Plant Area |  | Cooling Production | 2019-05-23 10:35 |  | Munters Belgium
'+A1=461.411-IG007 | Diesel Generator A1_7 | Diesel Generator | DigiPlex Fet AS | Generators A1 | DigiPlex Fet AS/DFAS External Areas/Generators A1 |  | Power Generator | 2019-05-23 10:11 |  | Caterpiller
'+A3=353.132 | Munters Unit A3_3_2 | Munters | DigiPlex Fet AS | A3_302 Munters Area | DigiPlex Fet AS/A3/A3_Floor 3/A3_302 Munters Area |  | Cooling Production | 2019-09-10 12:59 |  | Munters Belgium
'+A1=433.212 | Switchboard JORDFEILSENTRAL SIGNALTERMINERING | Switchboard | DigiPlex Fet AS | A1_131 UPS Output Switchboard B | DigiPlex Fet AS/A1/A1_Floor 1/A1_131 UPS Output Switchboard B |  | Electrical Distribution | 2019-05-23 10:35 |  | ELCOR
'+A1=542.001-RR011 | Aspiration Fire Alarm Unit | Aspiration | DigiPlex Fet AS | A1_126 White Space Corridor | DigiPlex Fet AS/A1/A1_Floor 1/A1_126 White Space Corridor |  | Fire Alarm | 2019-05-28 10:49 |  | Fire Alarm Aspiration Sensing Technology
'+A2=353.121-IK400 | Munters Unit A2_2_4 | Munters | DigiPlex Fet AS | A2_205 Air Handling Plant Area | DigiPlex Fet AS/A2/A2_Floor 2/A2_205 Air Handling Plant Area |  | Cooling Production | 2019-05-23 10:35 |  | Munters Belgium
'+A2=432.211-XP502 | Grid Analyzer, Substation +A2=434.211 | Power Meter | DigiPlex Fet AS | A2_117 Main Input Switchboard A | DigiPlex Fet AS/A2/A2_Floor 1/A2_117 Main Input Switchboard A |  | Power Equipment | 2019-05-23 10:34 |  | IME
'+A2=462.222-FS009 | Distribution Board, Field 9- UPS Output A | Air Circuit Breaker | DigiPlex Fet AS | A2_221 UPS Output Switchboard B | DigiPlex Fet AS/A2/A2_Floor 2/A2_221 UPS Output Switchboard B |  | Electrical Distribution | 2019-05-23 10:13
'+A2=353.212-LK001 | Outdoor Unit DX | DX Unit | DigiPlex Fet AS | A2_129 Main Input Switchboard B | DigiPlex Fet AS/A2/A2_Floor 1/A2_129 Main Input Switchboard B |  | Cooling | 2019-05-28 10:56 |  | Samsung
'+A2=431.231-XQ016 | Switch Output to +A2=432.231 | Air Circuit Breaker | DigiPlex Fet AS | A2_312 Main Input Switchboard A | DigiPlex Fet AS/A2/A2_Floor 3/A2_312 Main Input Switchboard A |  | Electrical Distribution | 2019-09-10 13:03 |  | ABB
'+A2=432.221-XQ020 | Main Switch to UPS nr.3 A Side | Air Circuit Breaker | DigiPlex Fet AS | A2_216 Main Input Switchboard A | DigiPlex Fet AS/A2/A2_Floor 2/A2_216 Main Input Switchboard A |  | Electrical Distribution | 2019-05-23 10:20 |  | ABB
'+A0=725.001-DP005 | Gate Vehicle Loading Bay side | Auto Gate | DigiPlex Fet AS | Gate Vehicle | DigiPlex Fet AS/DFAS External Areas/Gate Vehicle |  | Physical Security | 2019-05-23 10:15
'+A1=433.233-KW011 | Power Supply Unit for Fire Systems | Fire Power Supply | DigiPlex Fet AS | A1_301 White Space Corridor | DigiPlex Fet AS/A1/A1_Floor 3/A1_301 White Space Corridor |  | Fire Prevention | 2019-05-28 10:40 |  | Pulsar
'+A2=542.121-RY003 | Aspiration Fire Alarm Unit | Aspiration | DigiPlex Fet AS | A1_Floor 2 | DigiPlex Fet AS/A1/A1_Floor 2 |  | Fire Alarm | 2019-05-28 10:48 |  | Fire Alarm Aspiration Sensing Technology
'+A2=462.212-XQ014 | Switch Output to IDF4 (B-side) | Air Circuit Breaker | DigiPlex Fet AS | A2_131 UPS Output Switchboard B | DigiPlex Fet AS/A2/A2_Floor 1/A2_131 UPS Output Switchboard B |  | Electrical Distribution | 2019-09-10 12:54 |  | ABB
'+A2=353.212-LF001 | Indoor Unit DX | DX Unit | DigiPlex Fet AS | A2_130 Battery Room B | DigiPlex Fet AS/A2/A2_Floor 1/A2_130 Battery Room B |  | Cooling | 2019-05-28 10:57 |  | Samsung
'+A2=353.131-IK600 | Munters Unit A2_3_6 | Munters | DigiPlex Fet AS | A2_310 Air Handling Plant Area | DigiPlex Fet AS/A2/A2_Floor 3/A2_310 Air Handling Plant Area |  | Cooling Production | 2019-09-10 13:03 |  | Munters Belgium
'+A2=543.111-OS001 | Access and CCTV | Access Control System | DigiPlex Fet AS | A2_124 White Space | DigiPlex Fet AS/A2/A2_Floor 1/A2_124 White Space |  | Security System | 2019-05-23 10:09
'+A1=353.236-LR401 | Variable Frequency Drive | VFD | DigiPlex Fet AS | A1_319 Hypoxic HVAC Room B | DigiPlex Fet AS/A1/A1_Floor 3/A1_319 Hypoxic HVAC Room B |  | Power Control | 2019-05-23 10:35 |  | Danfoss
'+A2=360.212-JV401 | Axial Supply Fan 1 | Axial Fan | DigiPlex Fet AS | A2_130 Battery Room B | DigiPlex Fet AS/A2/A2_Floor 1/A2_130 Battery Room B |  | Air Conditioning | 2019-05-23 10:34 |  | Flakt Woods
TempPV1 | Pressure Vessel | Pressure Vessel | DigiPlex Fet AS | A2_114 Water Plant Room | DigiPlex Fet AS/A2/A2_Floor 1/A2_114 Water Plant Room |  | Water Treatment | 2019-05-23 10:35
'+A2=431.221-XQ015 | Switch Bypass to +A2=462.221 A | Air Circuit Breaker | DigiPlex Fet AS | A2_216 Main Input Switchboard A | DigiPlex Fet AS/A2/A2_Floor 2/A2_216 Main Input Switchboard A |  | Electrical Distribution | 2019-05-23 10:35 |  | ABB
'+A2=462.231-XS015 | Switch Input from UPS A Mechanical Bypass (Castle Key) | Air Circuit Breaker | DigiPlex Fet AS | A2_314 UPS Output Switchboard A | DigiPlex Fet AS/A2/A2_Floor 3/A2_314 UPS Output Switchboard A |  | Electrical Distribution | 2019-09-10 13:02 |  | ABB
'+A1=542.003-RR002 | Aspiration Fire Alarm Unit | Aspiration | DigiPlex Fet AS | A1_320 Technical Corridor | DigiPlex Fet AS/A1/A1_Floor 3/A1_320 Technical Corridor |  | Fire Alarm | 2019-05-28 10:48 |  | Fire Alarm Aspiration Sensing Technology
'+A1=353.131-IK600 | Munters Unit A1_3_6 | Munters | DigiPlex Fet AS | A1_310 Air Handling Plant | DigiPlex Fet AS/A1/A1_Floor 3/A1_310 Air Handling Plant |  | Cooling Production | 2019-05-23 10:35 |  | Munters
'+A1=353.221-LR401 | Variable Frequency Drive | VFD | DigiPlex Fet AS | A1_217 UPS Room A | DigiPlex Fet AS/A1/A1_Floor 2/A1_217 UPS Room A |  | Power Control | 2019-05-23 10:35 |  | Danfoss
'+A2=462.231-XS021 | Switch Input from UPS A (Castle Key) | Air Circuit Breaker | DigiPlex Fet AS | A2_314 UPS Output Switchboard A | DigiPlex Fet AS/A2/A2_Floor 3/A2_314 UPS Output Switchboard A |  | Electrical Distribution | 2019-09-10 13:02 |  | ABB
'+A1=462.211 | Switchboard UPS Output A Side | Switchboard | DigiPlex Fet AS | A1_119 UPS Output Switchboard A | DigiPlex Fet AS/A1/A1_Floor 1/A1_119 UPS Output Switchboard A |  | Electrical Distribution | 2019-05-23 10:20 |  | ELCOR
'+A1=542.021 | Fire Alarm Aspiration System A1_2 | Aspiration | DigiPlex Fet AS | A1_Floor 2 | DigiPlex Fet AS/A1/A1_Floor 2 |  | Fire Alarm | 2019-05-28 10:48
30253 | Water Pump | Pump | DigiPlex Fet AS | AM_402 Tech area | DigiPlex Fet AS/AM/AM_Floor 4/AM_402 Tech area |  | Cooling Distribution | 2019-05-23 10:36
'+A1=542.003-RR003 | Aspiration Fire Alarm Unit | Aspiration | DigiPlex Fet AS | A1_314 UPS Output Switchboard-A | DigiPlex Fet AS/A1/A1_Floor 3/A1_314 UPS Output Switchboard-A |  | Fire Alarm | 2019-05-28 10:48 |  | Fire Alarm Aspiration Sensing Technology
'+A1=335.321-UG000 | Novec Gas Suppression | Fire Suppression | DigiPlex Fet AS | AM_218 FMMR-B | DigiPlex Fet AS/AM/AM_Floor 2/AM_218 FMMR-B |  | Fire Prevention | 2019-06-26 08:53
'+A2=542.131-RY012 | Aspiration Fire Alarm Unit | Aspiration | DigiPlex Fet AS | A1_Floor 3 | DigiPlex Fet AS/A1/A1_Floor 3 |  | Fire Alarm | 2019-05-28 10:49 |  | Fire Alarm Aspiration Sensing Technology
'+A1=432.232 | Switchboard TIL UPS NR. 1 - B-SIDE | Switchboard | DigiPlex Fet AS | A1_318 Main Input Switchboard-B | DigiPlex Fet AS/A1/A1_Floor 3/A1_318 Main Input Switchboard-B |  | Electrical Distribution | 2019-05-23 10:20 |  | ELCOR
'+A2=542.112-RY007 | Aspiration Fire Alarm Unit | Aspiration | DigiPlex Fet AS | A2_103 FMMR-B | DigiPlex Fet AS/A2/A2_Floor 1/A2_103 FMMR-B |  | Fire Alarm | 2019-05-28 10:48 |  | Fire Alarm Aspiration Sensing Technology
'+A2=542.131-RY013 | Aspiration Fire Alarm Unit | Aspiration | DigiPlex Fet AS | A1_Floor 3 | DigiPlex Fet AS/A1/A1_Floor 3 |  | Fire Alarm | 2019-05-28 10:48 |  | Fire Alarm Aspiration Sensing Technology
'+A1=353.232-LR402 | Variable Frequency Drive | VFD | DigiPlex Fet AS | A1_323 UPS Room B | DigiPlex Fet AS/A1/A1_Floor 3/A1_323 UPS Room B |  | Power Control | 2019-05-23 10:35 |  | Danfoss
'+A2=360.221-IV001 | Ventilation Air Handling Unit, UPS Room A | Axial Fan | DigiPlex Fet AS | A2_217 UPS Room A | DigiPlex Fet AS/A2/A2_Floor 2/A2_217 UPS Room A |  | Air Conditioning | 2019-05-23 10:35 |  | Flakt Woods
'+A1=461.411-IG004 | Diesel Generator A1_4 | Diesel Generator | DigiPlex Fet AS | Generators A1 | DigiPlex Fet AS/DFAS External Areas/Generators A1 |  | Power Generator | 2019-05-23 10:14 |  | Caterpiller
Temp024 | Pond Pumps | Pump | DigiPlex Fet AS | Roadway | DigiPlex Fet AS/DFAS External Areas/Roadway |  | Cooling Distribution | 2019-05-23 10:35
'+A2=542.132-RY004 | Aspiration Fire Alarm Unit | Aspiration | DigiPlex Fet AS | A1_Floor 3 | DigiPlex Fet AS/A1/A1_Floor 3 |  | Fire Alarm | 2019-05-28 10:48 |  | Fire Alarm Aspiration Sensing Technology
30238 | Control Panel Underfordeling - Rekkeklemmer | Distribution Board | DigiPlex Fet AS | A1_202 White Space | DigiPlex Fet AS/A1/A1_Floor 2/A1_202 White Space |  | Electrical Distribution | 2019-05-23 10:34 |  | ELCOR
'+A1=542.001-RR001 | Aspiration Fire Alarm Unit | Aspiration | DigiPlex Fet AS | A1_127 Technical Corridor | DigiPlex Fet AS/A1/A1_Floor 1/A1_127 Technical Corridor |  | Fire Alarm | 2019-05-28 10:48 |  | Fire Alarm Aspiration Sensing Technology
'+A1=353.131 | Munters System A1_3 | Munters | DigiPlex Fet AS | A1_310 Air Handling Plant | DigiPlex Fet AS/A1/A1_Floor 3/A1_310 Air Handling Plant |  | Cooling Production | 2019-05-23 10:35
'+AM=360.001-LX001 | Heat pump | DX Unit | DigiPlex Fet AS | AM_Floor 4 | DigiPlex Fet AS/AM/AM_Floor 4 |  | Cooling | 2019-05-28 10:57 |  | RC Manta
'+A2=450.212-LH001T | Heating Electrical Panel Radiator | Electric Panel Heater | DigiPlex Fet AS | A2_129 Main Input Switchboard B | DigiPlex Fet AS/A2/A2_Floor 1/A2_129 Main Input Switchboard B |  | Heating Equipment | 2019-05-23 10:34 |  | NOBO
'+A1=353.111-IK500 | Munters Unit A1_1_5 | Munters | DigiPlex Fet AS | A1_107 Air Handling Plant Area | DigiPlex Fet AS/A1/A1_Floor 1/A1_107 Air Handling Plant Area |  | Cooling Production | 2019-05-23 10:35 |  | Munters Belgium
'+A1=360.123-LR401 | Variable Frequency Drive | VFD | DigiPlex Fet AS | A1_204 Munters Corridor | DigiPlex Fet AS/A1/A1_Floor 2/A1_204 Munters Corridor |  | Power Control | 2019-05-23 10:35 |  | Danfoss
30534 | BATTERIER 24VDC | Switchboard | DigiPlex Fet AS | A2_117 Main Input Switchboard A | DigiPlex Fet AS/A2/A2_Floor 1/A2_117 Main Input Switchboard A |  | Electrical Distribution | 2019-05-23 10:34 |  | Marathon
'+A3=462.111-XS022 | Switch Input from UPS C (Castle Key) | Air Circuit Breaker | DigiPlex Fet AS | A3_105 UPS Output Switchboard C | DigiPlex Fet AS/A3/A3_Floor 1/A3_105 UPS Output Switchboard C |  | Electrical Distribution | 2019-09-10 12:58 |  | ABB
'+A2=462.211-NB001 | UPS A2_1 A System | UPS Static | DigiPlex Fet AS | A2_120 UPS Room A | DigiPlex Fet AS/A2/A2_Floor 1/A2_120 UPS Room A |  | UPS | 2019-05-23 10:15 |  | ABB
'+A2=360.212-JV501 | Axial Extract Fan 1 | Axial Fan | DigiPlex Fet AS | A2_130 Battery Room B | DigiPlex Fet AS/A2/A2_Floor 1/A2_130 Battery Room B |  | Air Conditioning | 2019-05-23 10:34 |  | Flakt Woods
30124 | Aspiration Fire Alarm Unit | Aspiration | DigiPlex Fet AS | AM_202 Corridor (xMMRs) | DigiPlex Fet AS/AM/AM_Floor 2/AM_202 Corridor (xMMRs) |  | Fire Alarm | 2019-05-28 10:48
'+A2=432.222-XQ020 | Main Switch to UPS nr.3 B Side | Air Circuit Breaker | DigiPlex Fet AS | A2_218 Main Input Switchboard B | DigiPlex Fet AS/A2/A2_Floor 2/A2_218 Main Input Switchboard B |  | Electrical Distribution | 2019-05-23 10:14 |  | ABB
'+A2=542.112-RY006 | Aspiration Fire Alarm Unit | Aspiration | DigiPlex Fet AS | A2_103 FMMR-B | DigiPlex Fet AS/A2/A2_Floor 1/A2_103 FMMR-B |  | Fire Alarm | 2019-05-28 10:48 |  | Fire Alarm Aspiration Sensing Technology
'+A3=432.111 | Main Switchboard C side | Switchboard | DigiPlex Fet AS | A3_103 Main Input Switchboard C | DigiPlex Fet AS/A3/A3_Floor 1/A3_103 Main Input Switchboard C |  | Electrical Distribution | 2019-09-10 12:59
'+A1=353.221-LK001 | Outdoor Unit DX | DX Unit | DigiPlex Fet AS | A1_216 Main Input Switchboard A | DigiPlex Fet AS/A1/A1_Floor 2/A1_216 Main Input Switchboard A |  | Cooling | 2019-05-28 10:57 |  | Samsung
30310 | BATTERIER 24VDC | Switchboard | DigiPlex Fet AS | A1_318 Main Input Switchboard-B | DigiPlex Fet AS/A1/A1_Floor 3/A1_318 Main Input Switchboard-B |  | Electrical Distribution | 2019-05-23 10:34 |  | Marathon
'+A1=562.132 | SAMLESKAP | Distribution Board | DigiPlex Fet AS | A1_301 White Space Corridor | DigiPlex Fet AS/A1/A1_Floor 3/A1_301 White Space Corridor |  | Electrical Distribution | 2019-05-23 10:35 |  | IME
'+A1=562.123 | SAMLESKAP | Distribution Board | DigiPlex Fet AS | A1_204 Munters Corridor | DigiPlex Fet AS/A1/A1_Floor 2/A1_204 Munters Corridor |  | Electrical Distribution | 2019-05-23 10:35 |  | IME
'+A2=360.211-IV002 | Ventilation Aggregate, Battery Room A | AHU | DigiPlex Fet AS | A2_118 Battery Room A | DigiPlex Fet AS/A2/A2_Floor 1/A2_118 Battery Room A |  | Air Conditioning | 2019-05-23 10:35 |  | Flakt Woods
'+A2=433.213-KW009 | Power Supply Unit for Fire Systems | Fire Power Supply | DigiPlex Fet AS | A2_126 Technical Corridor | DigiPlex Fet AS/A2/A2_Floor 1/A2_126 Technical Corridor |  | Fire Prevention | 2019-05-28 10:40 |  | Pulsar
'+A2=462.211-GH100 | UPS A2_1 A Battery System | Battery String | DigiPlex Fet AS | A2_118 Battery Room A | DigiPlex Fet AS/A2/A2_Floor 1/A2_118 Battery Room A |  | UPS | 2019-05-28 11:01
'+A3=335.132 | Novec 1230 IDF4, Level 3 | Fire Suppression | DigiPlex Fet AS | A3_304 IDF4 (OSL20 - F03I04) | DigiPlex Fet AS/A3/A3_Floor 3/A3_304 IDF4 (OSL20 - F03I04) |  | Fire Prevention | 2019-09-10 12:58
30453 | DFAS Humidifier | Humidifier | DigiPlex Fet AS | A1_204 Munters Corridor | DigiPlex Fet AS/A1/A1_Floor 2/A1_204 Munters Corridor |  | Air Conditioning | 2019-05-28 11:03
'+A2=433.224-KW045 | Power Supply Unit for Fire Systems | Fire Power Supply | DigiPlex Fet AS | A2_214 UPS Output Switchboard A | DigiPlex Fet AS/A2/A2_Floor 2/A2_214 UPS Output Switchboard A |  | Fire Prevention | 2019-05-28 10:40 |  | Pulsar
30276 | Heating Electrical Panel Radiator | Electric Panel Heater | DigiPlex Fet AS | A1_311 Hypoxic HVAC Room A | DigiPlex Fet AS/A1/A1_Floor 3/A1_311 Hypoxic HVAC Room A |  | Heating Equipment | 2019-05-23 10:34 |  | NOBO
'+A2=339.211RY004 | Hypoxic O2 Detector | Hypoxic Monitoring | DigiPlex Fet AS | A1_123 Munters Corridor | DigiPlex Fet AS/A1/A1_Floor 1/A1_123 Munters Corridor |  | Fire Prevention | 2019-05-23 10:15
30410 | Variable Frequency Drive | VFD | DigiPlex Fet AS | A2_311 Hypoxic HVAC Room A | DigiPlex Fet AS/A2/A2_Floor 3/A2_311 Hypoxic HVAC Room A |  | Power Control | 2019-09-10 13:03 |  | Danfoss
'+A1=462.221-XQ025 | MCB -XQ025 LASTBANK A-SIDE | Air Circuit Breaker | DigiPlex Fet AS | A1_214 UPS Output Switchboard A | DigiPlex Fet AS/A1/A1_Floor 2/A1_214 UPS Output Switchboard A |  | Electrical Distribution | 2019-05-23 10:35 |  | ABB
'+A1=339.113-ZA001 | ADOX 1500 Hypoxic Generator A | Hypoxic Generator | DigiPlex Fet AS | A1_311 Hypoxic HVAC Room A | DigiPlex Fet AS/A1/A1_Floor 3/A1_311 Hypoxic HVAC Room A |  | Fire Prevention | 2019-05-23 10:09 |  | Isolcell
'+A2=360.211-JV502 | Axial Extract Fan 2 | Axial Fan | DigiPlex Fet AS | A2_118 Battery Room A | DigiPlex Fet AS/A2/A2_Floor 1/A2_118 Battery Room A |  | Air Conditioning | 2019-05-23 10:34 |  | Flakt Woods
30235 | Hose Reel | Fire Hose | DigiPlex Fet AS | A1_226 Airlock | DigiPlex Fet AS/A1/A1_Floor 2/A1_226 Airlock |  | Fire Prevention | 2019-05-28 10:40
'+A2=462.221-XS024 | MCB from UPS nr. 3 | Air Circuit Breaker | DigiPlex Fet AS | A2_214 UPS Output Switchboard A | DigiPlex Fet AS/A2/A2_Floor 2/A2_214 UPS Output Switchboard A |  | Electrical Distribution | 2019-05-23 10:21 |  | ABB
'+A1=353.121-IK700 | Munters Unit A1_2_7 | Munters | DigiPlex Fet AS | A1_205 Air Handling Plant | DigiPlex Fet AS/A1/A1_Floor 2/A1_205 Air Handling Plant |  | Cooling Production | 2019-05-23 10:35 |  | Munters Belgium
'+A1=431.222-XQ016 | MCB - XQ016 HOVEDBRYTER +A1=431.222 B-SIDE | Air Circuit Breaker | DigiPlex Fet AS | A1_218 Main Input Switchboard B | DigiPlex Fet AS/A1/A1_Floor 2/A1_218 Main Input Switchboard B |  | Electrical Distribution | 2019-05-23 10:35 |  | ABB
'+A2=462.212-XS023 | MCB from UPS nr. 2 | Air Circuit Breaker | DigiPlex Fet AS | A2_131 UPS Output Switchboard B | DigiPlex Fet AS/A2/A2_Floor 1/A2_131 UPS Output Switchboard B |  | Electrical Distribution | 2019-05-23 10:14 |  | ABB
'+A1=462.232-NB001 | UPS A1_3 B System | UPS Static | DigiPlex Fet AS | A1_323 UPS Room B | DigiPlex Fet AS/A1/A1_Floor 3/A1_323 UPS Room B |  | UPS | 2019-05-23 10:19 |  | ABB
'+A3=432.111-XQ019 | Switch Output to UPS 2 (C-side) | Air Circuit Breaker | DigiPlex Fet AS | A3_103 Main Input Switchboard C | DigiPlex Fet AS/A3/A3_Floor 1/A3_103 Main Input Switchboard C |  | Electrical Distribution | 2019-09-10 12:59 |  | ABB
'+A2=432.212-XQ014 | MCB Switch Waterplant System, +A2=434.213 | Air Circuit Breaker | DigiPlex Fet AS | A2_129 Main Input Switchboard B | DigiPlex Fet AS/A2/A2_Floor 1/A2_129 Main Input Switchboard B |  | Electrical Distribution | 2019-05-23 10:35 |  | ABB
'+A2=542.131-RY003 | Aspiration Fire Alarm Unit | Aspiration | DigiPlex Fet AS | A1_Floor 3 | DigiPlex Fet AS/A1/A1_Floor 3 |  | Fire Alarm | 2019-05-28 10:49 |  | Fire Alarm Aspiration Sensing Technology
30413 | Distribution Board | Distribution Board | DigiPlex Fet AS | A2_319 Hypoxic HVAC Room B | DigiPlex Fet AS/A2/A2_Floor 3/A2_319 Hypoxic HVAC Room B |  | Electrical Distribution | 2019-10-04 08:33 |  | ELCOR
'+A1=431.232 | Switchboard | Switchboard | DigiPlex Fet AS | A1_318 Main Input Switchboard-B | DigiPlex Fet AS/A1/A1_Floor 3/A1_318 Main Input Switchboard-B |  | Electrical Distribution | 2019-05-23 10:35 |  | ELCOR
'+A2=360.222-JV402 | Axial Supply Fan 2 | Axial Fan | DigiPlex Fet AS | A2_223 UPS Room B | DigiPlex Fet AS/A2/A2_Floor 2/A2_223 UPS Room B |  | Air Conditioning | 2019-05-23 10:34 |  | Flakt Woods
Temp058 | Axial fans supply | Axial Fan | DigiPlex Fet AS | A1_322 Battery Room B | DigiPlex Fet AS/A1/A1_Floor 3/A1_322 Battery Room B |  | Air Conditioning | 2019-05-23 10:34 |  | FlaktWoods
30419 | Variable Frequency Drive | VFD | DigiPlex Fet AS | A2_315 UPS Room A | DigiPlex Fet AS/A2/A2_Floor 3/A2_315 UPS Room A |  | Power Control | 2019-09-10 13:03 |  | Danfoss
'+A1=431.222-XQ015 | MCB - XQ015 BYPASS TIL +A1=462.222 B-SIDE | Air Circuit Breaker | DigiPlex Fet AS | A1_218 Main Input Switchboard B | DigiPlex Fet AS/A1/A1_Floor 2/A1_218 Main Input Switchboard B |  | Electrical Distribution | 2019-05-23 10:35 |  | ABB
'+A1=431.232-XS010 | MCB -XS010 FORSYNING TIL/FRA +A1=431.231 A-SIDE | Air Circuit Breaker | DigiPlex Fet AS | A1_318 Main Input Switchboard-B | DigiPlex Fet AS/A1/A1_Floor 3/A1_318 Main Input Switchboard-B |  | Electrical Distribution | 2019-05-23 10:35 |  | ABB
'+A1=431.311-XQ011 | MCB -XQ011 FORSYNING FRA GENERATOR NR. 4 | Air Circuit Breaker | DigiPlex Fet AS | A1_130 Main Input Switchboard B | DigiPlex Fet AS/A1/A1_Floor 1/A1_130 Main Input Switchboard B |  | Electrical Distribution | 2019-05-23 10:35 |  | ABB
30290 | Switchboard KRITISKE KURSER TIL STYRESYSTEMER | Switchboard | DigiPlex Fet AS | A1_312 Main Input Switchboard-A | DigiPlex Fet AS/A1/A1_Floor 3/A1_312 Main Input Switchboard-A |  | Electrical Distribution | 2019-05-23 10:13 |  | ELCOR
'+A1=431.231-XQ015 | MCB -XQ015 BYPASS TIL +A1=462.231 A-SIDE | Air Circuit Breaker | DigiPlex Fet AS | A1_312 Main Input Switchboard-A | DigiPlex Fet AS/A1/A1_Floor 3/A1_312 Main Input Switchboard-A |  | Electrical Distribution | 2019-05-23 10:35 |  | ABB
'+A1=462.211-GH100 | UPS A1_1 A Battery System | Battery String | DigiPlex Fet AS | A1_117 Battery Room A | DigiPlex Fet AS/A1/A1_Floor 1/A1_117 Battery Room A |  | UPS | 2019-05-28 11:01
'+A1=462.211-XS015 | MCB -XS015 BY-PASS FRA +A1=432.211 | Air Circuit Breaker | DigiPlex Fet AS | A1_119 UPS Output Switchboard A | DigiPlex Fet AS/A1/A1_Floor 1/A1_119 UPS Output Switchboard A |  | Electrical Distribution | 2019-05-23 10:35 |  | ABB
'+A1=562.124 | SAMLESKAP | Distribution Board | DigiPlex Fet AS | A1_201 White Space Corridor | DigiPlex Fet AS/A1/A1_Floor 2/A1_201 White Space Corridor |  | Electrical Distribution | 2019-05-23 10:35 |  | IME
'+A1=335.226-UG000 | Novec Gas Suppression | Fire Suppression | DigiPlex Fet AS | A1_223 UPS Room B | DigiPlex Fet AS/A1/A1_Floor 2/A1_223 UPS Room B |  | Fire Prevention | 2019-06-26 08:53
'+A1=431.221-XQ011 | MCB - XQ011 FORSYNING FRA - GENERATOR NR.2 | Air Circuit Breaker | DigiPlex Fet AS | A1_216 Main Input Switchboard A | DigiPlex Fet AS/A1/A1_Floor 2/A1_216 Main Input Switchboard A |  | Electrical Distribution | 2019-05-23 10:35 |  | ABB
'+A1=462.232-XQ020 | MCB -XQ020 STROMSKINNE 4X2500 WHITE SPACE B-SIDE | Air Circuit Breaker | DigiPlex Fet AS | A1_321 UPS Output Switchboard-B | DigiPlex Fet AS/A1/A1_Floor 3/A1_321 UPS Output Switchboard-B |  | Electrical Distribution | 2019-05-23 10:10 |  | ABB
'+A1=353.222-LK001 | Outdoor Unit DX | DX Unit | DigiPlex Fet AS | A1_218 Main Input Switchboard B | DigiPlex Fet AS/A1/A1_Floor 2/A1_218 Main Input Switchboard B |  | Cooling | 2019-05-28 10:57 |  | Samsung
'+A1=462.211-XS024 | MCB FRA UPS NR.3 | Air Circuit Breaker | DigiPlex Fet AS | A1_119 UPS Output Switchboard A | DigiPlex Fet AS/A1/A1_Floor 1/A1_119 UPS Output Switchboard A |  | Electrical Distribution | 2019-05-23 10:21 |  | ABB
'+A2=542.112-RY004 | Aspiration Fire Alarm Unit | Aspiration | DigiPlex Fet AS | A2_102 CMMR-B | DigiPlex Fet AS/A2/A2_Floor 1/A2_102 CMMR-B |  | Fire Alarm | 2019-05-28 10:48 |  | Fire Alarm Aspiration Sensing Technology
'+A2=542.131-RY009 | Aspiration Fire Alarm Unit | Aspiration | DigiPlex Fet AS | A1_Floor 3 | DigiPlex Fet AS/A1/A1_Floor 3 |  | Fire Alarm | 2019-05-28 10:48 |  | Fire Alarm Aspiration Sensing Technology
'+A2=433.223-KW011 | Power Supply Unit for Fire Systems | Fire Power Supply | DigiPlex Fet AS | A2_201 White Space Corridor | DigiPlex Fet AS/A2/A2_Floor 2/A2_201 White Space Corridor |  | Fire Prevention | 2019-05-28 10:40 |  | Pulsar
'+A1=462.212-GH100 | UPS A1_1 B Battery System | Battery String | DigiPlex Fet AS | A1_132 Battery Room B | DigiPlex Fet AS/A1/A1_Floor 1/A1_132 Battery Room B |  | UPS | 2019-05-28 11:01
'+A2=360.222-SZ503 | Fire Valve, Extract Fan Battery Room | Axial Fan | DigiPlex Fet AS | A2_222 Battery Room B | DigiPlex Fet AS/A2/A2_Floor 2/A2_222 Battery Room B |  | Air Conditioning | 2019-05-23 10:34
'+A1=462.212-XS022 | MCB FRA UPS NR.1 | Air Circuit Breaker | DigiPlex Fet AS | A1_131 UPS Output Switchboard B | DigiPlex Fet AS/A1/A1_Floor 1/A1_131 UPS Output Switchboard B |  | Electrical Distribution | 2019-05-23 10:13 |  | ABB
'+AM=353.331 | CCU01 | CCU DX | DigiPlex Fet AS | A3_308 IDF1 (OSL20 - F03I01) | DigiPlex Fet AS/AM/AM_Floor 3/A3_308 IDF1 (OSL20 - F03I01) |  | Cooling | 2019-05-23 10:11
'+A3=353.111 | Indoor Unit DX - UPS A3_1 C System | DX Unit | DigiPlex Fet AS | A3_102 UPS Room C | DigiPlex Fet AS/A3/A3_Floor 1/A3_102 UPS Room C |  | Cooling | 2019-09-10 12:58
'+A2=431.221-XQ010 | Switch Supply From Transformer nr.5 | Air Circuit Breaker | DigiPlex Fet AS | A2_216 Main Input Switchboard A | DigiPlex Fet AS/A2/A2_Floor 2/A2_216 Main Input Switchboard A |  | Electrical Distribution | 2019-05-23 10:35 |  | ABB
'+A2=431.211-XQ016 | Main Switch +A2 = 431.211 A Side | Air Circuit Breaker | DigiPlex Fet AS | A2_117 Main Input Switchboard A | DigiPlex Fet AS/A2/A2_Floor 1/A2_117 Main Input Switchboard A |  | Electrical Distribution | 2019-05-23 10:35 |  | ABB
'+A2=443.011 | Emergency Lighting System | Emergency Lighting | DigiPlex Fet AS | A1_Floor 1 | DigiPlex Fet AS/A1/A1_Floor 1 |  | Lighting | 2019-05-23 10:34
30249 | Pressure Vessel | Pressure Vessel | DigiPlex Fet AS | AM_402 Tech area | DigiPlex Fet AS/AM/AM_Floor 4/AM_402 Tech area |  | Water Treatment | 2019-05-23 10:35
'+A1=452.000 | Heating Electrical Panel Radiator | Electric Panel Heater | DigiPlex Fet AS | A1 | DigiPlex Fet AS/A1 |  | Heating Equipment | 2019-05-23 10:34
'+A1=353.211-JV601 | Battery Room Extract | Axial Fan | DigiPlex Fet AS | A1_117 Battery Room A | DigiPlex Fet AS/A1/A1_Floor 1/A1_117 Battery Room A |  | Air Conditioning | 2019-05-23 10:34 |  | SystemAir
'+A1=433.223-KW011 | Power Supply Unit for Fire Systems | Fire Power Supply | DigiPlex Fet AS | A1_201 White Space Corridor | DigiPlex Fet AS/A1/A1_Floor 2/A1_201 White Space Corridor |  | Fire Prevention | 2019-05-28 10:40 |  | Pulsar
Temp004 | Axial fans supply | Axial Fan | DigiPlex Fet AS | A1_132 Battery Room B | DigiPlex Fet AS/A1/A1_Floor 1/A1_132 Battery Room B |  | Air Conditioning | 2019-05-23 10:34 |  | Flakt Woods
'+A1=353.121-IK200 | Munters Unit A1_2_2 | Munters | DigiPlex Fet AS | A1_205 Air Handling Plant | DigiPlex Fet AS/A1/A1_Floor 2/A1_205 Air Handling Plant |  | Cooling Production | 2019-05-23 10:35 |  | Munters Belgium
'+A2=339.211RY003 | Hypoxic O2 Detector | Hypoxic Monitoring | DigiPlex Fet AS | A1_123 Munters Corridor | DigiPlex Fet AS/A1/A1_Floor 1/A1_123 Munters Corridor |  | Fire Prevention | 2019-05-23 10:13
'+A2=462.222-XQ025 | MCB Loadbank B | Air Circuit Breaker | DigiPlex Fet AS | A2_221 UPS Output Switchboard B | DigiPlex Fet AS/A2/A2_Floor 2/A2_221 UPS Output Switchboard B |  | Electrical Distribution | 2019-05-23 10:35 |  | ABB
'+A2=433.213 | Substation, Field 15 - 433.213 | Distribution Board | DigiPlex Fet AS | A2_131 UPS Output Switchboard B | DigiPlex Fet AS/A2/A2_Floor 1/A2_131 UPS Output Switchboard B |  | Electrical Distribution | 2019-05-23 10:35
'+A2=542.004-RR011 | Aspiration Fire Alarm Unit | Aspiration | DigiPlex Fet AS | A2_125 White Space Corridor | DigiPlex Fet AS/A2/A2_Floor 1/A2_125 White Space Corridor |  | Fire Alarm | 2019-05-28 10:49 |  | Fire Alarm Aspiration Sensing Technology
'+A2=234.012-DP001 | Restricted Access Exterior Gate | Gate | DigiPlex Fet AS | Generators A2 | DigiPlex Fet AS/DFAS External Areas/Generators A2 |  | Physical Security | 2019-09-10 13:12
'+A2=353.111-IK600 | Munters Unit A2_1_6 | Munters | DigiPlex Fet AS | A2_107 Air Handling Plant Area | DigiPlex Fet AS/A2/A2_Floor 1/A2_107 Air Handling Plant Area |  | Cooling Production | 2019-05-23 10:35 |  | Munters Belgium
'+A1=353.131-IK200 | Munters Unit A1_3_2 | Munters | DigiPlex Fet AS | A1_310 Air Handling Plant | DigiPlex Fet AS/A1/A1_Floor 3/A1_310 Air Handling Plant |  | Cooling Production | 2019-05-23 10:35 |  | Munters
'+A2=353.121-IK300 | Munters Unit A2_2_3 | Munters | DigiPlex Fet AS | A2_205 Air Handling Plant Area | DigiPlex Fet AS/A2/A2_Floor 2/A2_205 Air Handling Plant Area |  | Cooling Production | 2019-05-23 10:35 |  | Munters Belgium
'+A1=462.221 | Switchboard UPS Output A Side | Switchboard | DigiPlex Fet AS | A1_214 UPS Output Switchboard A | DigiPlex Fet AS/A1/A1_Floor 2/A1_214 UPS Output Switchboard A |  | Electrical Distribution | 2019-05-23 10:14
30192 | Hafslund Supply Meter | Power Meter | DigiPlex Fet AS | A1_216 Main Input Switchboard A | DigiPlex Fet AS/A1/A1_Floor 2/A1_216 Main Input Switchboard A |  | Power Equipment | 2019-05-23 10:34 |  | Kamstrup
'+A2=462.212-NB001 | UPS A2_1 B System | UPS Static | DigiPlex Fet AS | A2_132 UPS Room B | DigiPlex Fet AS/A2/A2_Floor 1/A2_132 UPS Room B |  | UPS | 2019-05-23 10:20 |  | ABB
'+AM=360.001-NT001 | Tank Heat Exchanger | Heat Exchanger | DigiPlex Fet AS | AM_402 Tech area | DigiPlex Fet AS/AM/AM_Floor 4/AM_402 Tech area |  | Cooling Distribution | 2019-05-23 10:14
'+A2=462.231-XS023 | Switch Input from UPS 2 (A-side) | Air Circuit Breaker | DigiPlex Fet AS | A2_314 UPS Output Switchboard A | DigiPlex Fet AS/A2/A2_Floor 3/A2_314 UPS Output Switchboard A |  | Electrical Distribution | 2019-09-10 13:02 |  | ABB
'+A2=461.411-IG001 | Diesel Generator A2_1 | Diesel Generator | DigiPlex Fet AS | Generators A2 | DigiPlex Fet AS/DFAS External Areas/Generators A2 |  | Power Generator | 2019-09-10 13:10 |  | Caterpiller
'+A2=462.212-XQ025 | MCB Loadbank B | Air Circuit Breaker | DigiPlex Fet AS | A2_131 UPS Output Switchboard B | DigiPlex Fet AS/A2/A2_Floor 1/A2_131 UPS Output Switchboard B |  | Electrical Distribution | 2019-05-23 10:35 |  | ABB
'+AM=335.332 | Novec 1230 IDF3, Level 3 | Fire Suppression | DigiPlex Fet AS | A3_309 IDF3 (OSL20 - F03I03) | DigiPlex Fet AS/AM/AM_Floor 3/A3_309 IDF3 (OSL20 - F03I03) |  | Fire Prevention | 2019-06-26 08:53
'+A2=353.221-LR501 | Variable Frequency Drive, Extract Fan 1 | VFD | DigiPlex Fet AS | A2_217 UPS Room A | DigiPlex Fet AS/A2/A2_Floor 2/A2_217 UPS Room A |  | Power Control | 2019-05-23 10:35 |  | Danfoss
'+A1=542.003-RR004 | Aspiration Fire Alarm Unit | Aspiration | DigiPlex Fet AS | A1_321 UPS Output Switchboard-B | DigiPlex Fet AS/A1/A1_Floor 3/A1_321 UPS Output Switchboard-B |  | Fire Alarm | 2019-05-28 10:48 |  | Fire Alarm Aspiration Sensing Technology
'+A1=432.231-XQ018 | MCB -XQ018 TIL UPS NR.1 - A-SIDE | Air Circuit Breaker | DigiPlex Fet AS | A1_312 Main Input Switchboard-A | DigiPlex Fet AS/A1/A1_Floor 3/A1_312 Main Input Switchboard-A |  | Electrical Distribution | 2019-05-23 10:10 |  | ABB
'+A1=462.222-XS024 | MCB -XS024 FRA UPS NR.3 B-SIDE | Air Circuit Breaker | DigiPlex Fet AS | A1_221 UPS Output Switchboard B | DigiPlex Fet AS/A1/A1_Floor 2/A1_221 UPS Output Switchboard B |  | Electrical Distribution | 2019-05-23 10:15 |  | ABB
'+A2=462.231-XQ020 | Switch Output to Whitespace A2_3 (A-side) | Air Circuit Breaker | DigiPlex Fet AS | A2_314 UPS Output Switchboard A | DigiPlex Fet AS/A2/A2_Floor 3/A2_314 UPS Output Switchboard A |  | Electrical Distribution | 2019-09-10 13:02 |  | ABB
'+A2=434.232-XS010 | Switch Input from +A2=432.232 | Air Circuit Breaker | DigiPlex Fet AS | A2_321 UPS Output Switchboard B | DigiPlex Fet AS/A2/A2_Floor 3/A2_321 UPS Output Switchboard B |  | Electrical Distribution | 2019-09-10 13:03 |  | ABB
'+A2=431.211-XQ010 | Switch Supply From Transformer nr.4 | Air Circuit Breaker | DigiPlex Fet AS | A2_117 Main Input Switchboard A | DigiPlex Fet AS/A2/A2_Floor 1/A2_117 Main Input Switchboard A |  | Electrical Distribution | 2019-05-23 10:35 |  | ABB
'+A1=353.211-LR501 | Variable Frequency Drive | VFD | DigiPlex Fet AS | A1_117 Battery Room A | DigiPlex Fet AS/A1/A1_Floor 1/A1_117 Battery Room A |  | Power Control | 2019-05-23 10:35 |  | Danfoss
'+A1=542.003-RR001 | Aspiration Fire Alarm Unit | Aspiration | DigiPlex Fet AS | A1_320 Technical Corridor | DigiPlex Fet AS/A1/A1_Floor 3/A1_320 Technical Corridor |  | Fire Alarm | 2019-05-28 10:48 |  | Fire Alarm Aspiration Sensing Technology
30277 | Heating Electrical Panel Radiator | Electric Panel Heater | DigiPlex Fet AS | A1_311 Hypoxic HVAC Room A | DigiPlex Fet AS/A1/A1_Floor 3/A1_311 Hypoxic HVAC Room A |  | Heating Equipment | 2019-05-23 10:34 |  | NOBO
'+A2=353.131-IK200 | Munters Unit A2_3_2 | Munters | DigiPlex Fet AS | A2_310 Air Handling Plant Area | DigiPlex Fet AS/A2/A2_Floor 3/A2_310 Air Handling Plant Area |  | Cooling Production | 2019-09-10 13:03 |  | Munters Belgium
30378 | Hose Reel | Fire Hose | DigiPlex Fet AS | AM_302 Corridor | DigiPlex Fet AS/AM/AM_Floor 3/AM_302 Corridor |  | Fire Prevention | 2019-05-28 10:40
'+A2=432.231-XQ019 | Switch Output to UPS 2 (A-side) | Air Circuit Breaker | DigiPlex Fet AS | A2_312 Main Input Switchboard A | DigiPlex Fet AS/A2/A2_Floor 3/A2_312 Main Input Switchboard A |  | Electrical Distribution | 2019-09-10 13:03 |  | ABB
'+A2=353.131-IK300 | Munters Unit A2_3_3 | Munters | DigiPlex Fet AS | A2_310 Air Handling Plant Area | DigiPlex Fet AS/A2/A2_Floor 3/A2_310 Air Handling Plant Area |  | Cooling Production | 2019-09-10 13:03 |  | Munters Belgium
30117 | Power Supply Unit for Fire Systems | Fire Power Supply | DigiPlex Fet AS | AM_102 Corridor (xMMR) | DigiPlex Fet AS/AM/AM_Floor 1/AM_102 Corridor (xMMR) |  | Fire Prevention | 2019-05-28 10:40 |  | Pulsar
'+A2=360.222-JV401 | Axial Supply Fan 1 | Axial Fan | DigiPlex Fet AS | A2_223 UPS Room B | DigiPlex Fet AS/A2/A2_Floor 2/A2_223 UPS Room B |  | Air Conditioning | 2019-05-23 10:34 |  | Flakt Woods
'+AM=263.001-DL001 | Smoke Louvre | Smoke Louvre | DigiPlex Fet AS | AM_401 Stair 1 | DigiPlex Fet AS/AM/AM_Floor 4/AM_401 Stair 1 |  | Fire Isolation | 2019-05-28 10:43
'+A1=432.212-XQ019 | MCB -XQ019 TIL UPS NR. 2 - B-SIDE | Air Circuit Breaker | DigiPlex Fet AS | A1_130 Main Input Switchboard B | DigiPlex Fet AS/A1/A1_Floor 1/A1_130 Main Input Switchboard B |  | Electrical Distribution | 2019-05-23 10:10 |  | ABB
'+A2=431.232-XQ016 | Switch Output to +A2=432.232 | Air Circuit Breaker | DigiPlex Fet AS | A2_318 Main Input Switchboard B | DigiPlex Fet AS/A2/A2_Floor 3/A2_318 Main Input Switchboard B |  | Electrical Distribution | 2019-09-10 13:03 |  | ABB
'+A1=462.221-XS024 | MCB -XS024 FRA UPS NR.3 A-SIDE | Air Circuit Breaker | DigiPlex Fet AS | A1_214 UPS Output Switchboard A | DigiPlex Fet AS/A1/A1_Floor 2/A1_214 UPS Output Switchboard A |  | Electrical Distribution | 2019-05-23 10:20 |  | ABB
'+A1=353.212-LR501 | Variable Frequency Drive | VFD | DigiPlex Fet AS | A1_132 Battery Room B | DigiPlex Fet AS/A1/A1_Floor 1/A1_132 Battery Room B |  | Power Control | 2019-05-23 10:35 |  | Danfoss
'+A2=432.231-XQ010 | Switch Output to +A2=434.231 | Air Circuit Breaker | DigiPlex Fet AS | A2_312 Main Input Switchboard A | DigiPlex Fet AS/A2/A2_Floor 3/A2_312 Main Input Switchboard A |  | Electrical Distribution | 2019-09-10 13:03 |  | ABB
'+A2=431.231-XQ011 | Switch Supply From Generator A2_3 | Air Circuit Breaker | DigiPlex Fet AS | A2_312 Main Input Switchboard A | DigiPlex Fet AS/A2/A2_Floor 3/A2_312 Main Input Switchboard A |  | Electrical Distribution | 2019-09-10 13:03 |  | ABB
'+A2=542.112-RY002 | Aspiration Fire Alarm Unit | Aspiration | DigiPlex Fet AS | AM_104 BMMR-B | DigiPlex Fet AS/AM/AM_Floor 1/AM_104 BMMR-B |  | Fire Alarm | 2019-05-28 10:48 |  | Fire Alarm Aspiration Sensing Technology
'+A1=432.232-XQ018 | MCB -XQ018 TIL UPS NR.1 - B-SIDE | Air Circuit Breaker | DigiPlex Fet AS | A1_318 Main Input Switchboard-B | DigiPlex Fet AS/A1/A1_Floor 3/A1_318 Main Input Switchboard-B |  | Electrical Distribution | 2019-05-23 10:10 |  | ABB
'+A1=434.221 | Switchboard Munters A1_2 A | Switchboard | DigiPlex Fet AS | A1_214 UPS Output Switchboard A | DigiPlex Fet AS/A1/A1_Floor 2/A1_214 UPS Output Switchboard A |  | Electrical Distribution | 2019-05-23 10:35 |  | ELCOR
'+A2=542.111-RY003 | Aspiration Fire Alarm Unit | Aspiration | DigiPlex Fet AS | A2_105 CMMR-A | DigiPlex Fet AS/A2/A2_Floor 1/A2_105 CMMR-A |  | Fire Alarm | 2019-05-28 10:48 |  | Fire Alarm Aspiration Sensing Technology
'+A1=542.001-RR007 | Aspiration Fire Alarm Unit | Aspiration | DigiPlex Fet AS | A1_126 White Space Corridor | DigiPlex Fet AS/A1/A1_Floor 1/A1_126 White Space Corridor |  | Fire Alarm | 2019-05-28 10:49 |  | Fire Alarm Aspiration Sensing Technology
'+A2=542.004-RR004 | Aspiration Fire Alarm Unit | Aspiration | DigiPlex Fet AS | A2_131 UPS Output Switchboard B | DigiPlex Fet AS/A2/A2_Floor 1/A2_131 UPS Output Switchboard B |  | Fire Alarm | 2019-05-28 10:48 |  | Fire Alarm Aspiration Sensing Technology
'+A3=462.111-XS025 | Switch Input from UPS 3 (C-side) | Air Circuit Breaker | DigiPlex Fet AS | A3_105 UPS Output Switchboard C | DigiPlex Fet AS/A3/A3_Floor 1/A3_105 UPS Output Switchboard C |  | Electrical Distribution | 2019-09-10 12:58 |  | ABB
'+A2=353.231-LF001 | Indoor Unit DX | DX Unit | DigiPlex Fet AS | A2_313 Battery Room A | DigiPlex Fet AS/A2/A2_Floor 3/A2_313 Battery Room A |  | Cooling | 2019-09-10 13:02 |  | Samsung
'+A2=434.231-XS010 | Switch Input from +A2=432.231 | Air Circuit Breaker | DigiPlex Fet AS | A2_314 UPS Output Switchboard A | DigiPlex Fet AS/A2/A2_Floor 3/A2_314 UPS Output Switchboard A |  | Electrical Distribution | 2019-09-10 13:03 |  | ABB
30535 | Switchboard KRITISKE KURSER TIL STYRESYSTEMER | Switchboard | DigiPlex Fet AS | A2_117 Main Input Switchboard A | DigiPlex Fet AS/A2/A2_Floor 1/A2_117 Main Input Switchboard A |  | Electrical Distribution | 2019-05-23 10:13 |  | ELCOR
'+A2=542.004-RR002 | Aspiration Fire Alarm Unit | Aspiration | DigiPlex Fet AS | A2_126 Technical Corridor | DigiPlex Fet AS/A2/A2_Floor 1/A2_126 Technical Corridor |  | Fire Alarm | 2019-05-28 10:49 |  | Fire Alarm Aspiration Sensing Technology
Temp002 | Fan Axial TILLUFTSVIFTE | Axial Fan | DigiPlex Fet AS | A1_319 Hypoxic HVAC Room B | DigiPlex Fet AS/A1/A1_Floor 3/A1_319 Hypoxic HVAC Room B |  | Air Conditioning | 2019-05-23 10:34 |  | Flakt Woods
Temp053 | Axial fans supply | Axial Fan | DigiPlex Fet AS | A1_311 Hypoxic HVAC Room A | DigiPlex Fet AS/A1/A1_Floor 3/A1_311 Hypoxic HVAC Room A |  | Air Conditioning | 2019-05-23 10:34 |  | FlaktWoods
30193 | Heating Electrical Panel Radiator | Electric Panel Heater | DigiPlex Fet AS | A1_216 Main Input Switchboard A | DigiPlex Fet AS/A1/A1_Floor 2/A1_216 Main Input Switchboard A |  | Heating Equipment | 2019-05-23 10:34 |  | NOBO
'+A2=433.213-KW012 | Power Supply Unit for Fire Systems | Fire Power Supply | DigiPlex Fet AS | A2_123 Munters Corridor | DigiPlex Fet AS/A2/A2_Floor 1/A2_123 Munters Corridor |  | Fire Prevention | 2019-05-28 10:40 |  | Pulsar
'+A2=353.121-IK200 | Munters Unit A2_2_2 | Munters | DigiPlex Fet AS | A2_205 Air Handling Plant Area | DigiPlex Fet AS/A2/A2_Floor 2/A2_205 Air Handling Plant Area |  | Cooling Production | 2019-05-23 10:35 |  | Munters Belgium
'+A2=339.211RY002 | Hypoxic O2 Detector | Hypoxic Monitoring | DigiPlex Fet AS | A2_124 White Space | DigiPlex Fet AS/A2/A2_Floor 1/A2_124 White Space |  | Fire Prevention | 2019-05-23 10:20
'+A1=542.001-RR018 | Aspiration Fire Alarm Unit | Aspiration | DigiPlex Fet AS | A1_104 FMMR-A | DigiPlex Fet AS/A1/A1_Floor 1/A1_104 FMMR-A |  | Fire Alarm | 2019-05-28 10:48 |  | Fire Alarm Aspiration Sensing Technology
'+A1=462.221-XQ020 | MCB -XQ020 STRØMSKINNE 4x2500 WHITE SPACE A-SIDE | Air Circuit Breaker | DigiPlex Fet AS | A1_214 UPS Output Switchboard A | DigiPlex Fet AS/A1/A1_Floor 2/A1_214 UPS Output Switchboard A |  | Electrical Distribution | 2019-05-23 10:20 |  | ABB
'+A2=462.221-XS015 | By-Pass From +A2=431.221 | Air Circuit Breaker | DigiPlex Fet AS | A2_214 UPS Output Switchboard A | DigiPlex Fet AS/A2/A2_Floor 2/A2_214 UPS Output Switchboard A |  | Electrical Distribution | 2019-05-23 10:34 |  | ABB
'+A2=542.132-RY002 | Aspiration Fire Alarm Unit | Aspiration | DigiPlex Fet AS | A1_Floor 3 | DigiPlex Fet AS/A1/A1_Floor 3 |  | Fire Alarm | 2019-05-28 10:49 |  | Fire Alarm Aspiration Sensing Technology
'+A1=353.611-LR401 | Variable Frequency Drive | VFD | DigiPlex Fet AS | A1_123 Munters Corridor | DigiPlex Fet AS/A1/A1_Floor 1/A1_123 Munters Corridor |  | Power Control | 2019-05-23 10:35 |  | Danfoss
Temp003 | Axial fans supply | Axial Fan | DigiPlex Fet AS | A1_117 Battery Room A | DigiPlex Fet AS/A1/A1_Floor 1/A1_117 Battery Room A |  | Air Conditioning | 2019-05-23 10:34 |  | Flakt Woods
Temp062 | Axial Fan Supply | Axial Fan | DigiPlex Fet AS | A1_215 Battery Room A | DigiPlex Fet AS/A1/A1_Floor 2/A1_215 Battery Room A |  | Air Conditioning | 2019-05-23 10:34 |  | FlaktWoods?
'+A1=434.234 | AUTOMATIKKFORDELING Control Panel | Distribution Board | DigiPlex Fet AS | A1_312 Main Input Switchboard-A | DigiPlex Fet AS/A1/A1_Floor 3/A1_312 Main Input Switchboard-A |  | Electrical Distribution | 2019-05-23 10:34 |  | ELCOR
'+A2=434.211 | Switchboard Munters A2_1 A | Switchboard | DigiPlex Fet AS | A2_119 UPS Output Switchboard A | DigiPlex Fet AS/A2/A2_Floor 1/A2_119 UPS Output Switchboard A |  | Electrical Distribution | 2019-05-23 10:35
'+A1=432.211-XQ019 | MCB -XQ019 TIL UPS NR. 2 - A-SIDE | Air Circuit Breaker | DigiPlex Fet AS | A1_118 Main Input Switchboard A | DigiPlex Fet AS/A1/A1_Floor 1/A1_118 Main Input Switchboard A |  | Electrical Distribution | 2019-05-23 10:10 |  | ABB
'+A2=462.232-XS015 | Switch Input from UPS B Mechanical Bypass (Castle Key) | Air Circuit Breaker | DigiPlex Fet AS | A2_321 UPS Output Switchboard B | DigiPlex Fet AS/A2/A2_Floor 3/A2_321 UPS Output Switchboard B |  | Electrical Distribution | 2019-09-10 13:02 |  | ABB
'+A2=432.212-XQ025 | MCB Group Switch, Critical Circuits Field 10 | Air Circuit Breaker | DigiPlex Fet AS | A2_129 Main Input Switchboard B | DigiPlex Fet AS/A2/A2_Floor 1/A2_129 Main Input Switchboard B |  | Electrical Distribution | 2019-05-23 10:22 |  | ABB
'+A1=542.002-RR002 | Aspiration Fire Alarm Unit | Aspiration | DigiPlex Fet AS | A1_220 Technical Corridor | DigiPlex Fet AS/A1/A1_Floor 2/A1_220 Technical Corridor |  | Fire Alarm | 2019-05-28 10:49 |  | Fire Alarm Aspiration Sensing Technology
'+A2=462.212-XS015 | By-Pass From +A2=432.212 | Air Circuit Breaker | DigiPlex Fet AS | A2_131 UPS Output Switchboard B | DigiPlex Fet AS/A2/A2_Floor 1/A2_131 UPS Output Switchboard B |  | Electrical Distribution | 2019-05-23 10:34 |  | ABB
'+A1=462.231-GH100 | UPS A1_3 A Battery System | Battery String | DigiPlex Fet AS | A1_313 Battery Room A | DigiPlex Fet AS/A1/A1_Floor 3/A1_313 Battery Room A |  | UPS | 2019-05-28 11:01
'+A1=542.001-RR014 | Aspiration Fire Alarm Unit | Aspiration | DigiPlex Fet AS | A1_102 CMMR-B | DigiPlex Fet AS/A1/A1_Floor 1/A1_102 CMMR-B |  | Fire Alarm | 2019-05-28 10:48 |  | Fire Alarm Aspiration Sensing Technology
'+A2=542.021 | Fire Alarm Aspiration System A2_2 | Aspiration | DigiPlex Fet AS | A1_Floor 2 | DigiPlex Fet AS/A1/A1_Floor 2 |  | Fire Alarm | 2019-05-28 10:49
'+A2=542.132-RY018 | Aspiration Fire Alarm Unit | Aspiration | DigiPlex Fet AS | A1_Floor 3 | DigiPlex Fet AS/A1/A1_Floor 3 |  | Fire Alarm | 2019-05-28 10:49 |  | Fire Alarm Aspiration Sensing Technology
30043 | Security Intruder Detection System | Intruder Alarm | DigiPlex Fet AS | A1_120 UPS Room A | DigiPlex Fet AS/A1/A1_Floor 1/A1_120 UPS Room A |  | Security System | 2019-05-23 10:21
'+A2=432.232-XQ010 | Switch Output to +A2=434.232 | Air Circuit Breaker | DigiPlex Fet AS | A2_318 Main Input Switchboard B | DigiPlex Fet AS/A2/A2_Floor 3/A2_318 Main Input Switchboard B |  | Electrical Distribution | 2019-09-10 13:03 |  | ABB
'+A2=542.131-RY015 | Aspiration Fire Alarm Unit | Aspiration | DigiPlex Fet AS | A1_Floor 3 | DigiPlex Fet AS/A1/A1_Floor 3 |  | Fire Alarm | 2019-05-28 10:48 |  | Fire Alarm Aspiration Sensing Technology
'+A1=434.214 | AUTOMATIKKFORDELING Control Panel | Distribution Board | DigiPlex Fet AS | A1_118 Main Input Switchboard A | DigiPlex Fet AS/A1/A1_Floor 1/A1_118 Main Input Switchboard A |  | Electrical Distribution | 2019-05-23 10:34 |  | ELCOR
'+A3=432.111-XQ016 | Switch Output to UPS C Mechanical Bypass | Air Circuit Breaker | DigiPlex Fet AS | A3_103 Main Input Switchboard C | DigiPlex Fet AS/A3/A3_Floor 1/A3_103 Main Input Switchboard C |  | Electrical Distribution | 2019-09-10 12:59 |  | ABB
'+A1=432.231-XQ020 | MCB -XQ020 TIL UPS NR.3 - A-SIDE | Air Circuit Breaker | DigiPlex Fet AS | A1_312 Main Input Switchboard-A | DigiPlex Fet AS/A1/A1_Floor 3/A1_312 Main Input Switchboard-A |  | Electrical Distribution | 2019-05-23 10:15 |  | ABB
'+A2=263.001-DL001 | Smoke louvre | Smoke Louvre | DigiPlex Fet AS | A2_324 Stair 5 | DigiPlex Fet AS/A2/A2_Floor 3/A2_324 Stair 5 |  | Fire Isolation | 2019-09-10 13:02
'+A1=433.223-KW010 | Power Supply Unit for Fire Systems | Fire Power Supply | DigiPlex Fet AS | A1_201 White Space Corridor | DigiPlex Fet AS/A1/A1_Floor 2/A1_201 White Space Corridor |  | Fire Prevention | 2019-05-28 10:40 |  | Pulsar
'+A2=360.221-JV502 | Axial Extract Fan 2 | Axial Fan | DigiPlex Fet AS | A2_217 UPS Room A | DigiPlex Fet AS/A2/A2_Floor 2/A2_217 UPS Room A |  | Air Conditioning | 2019-05-23 10:34 |  | Flakt Woods
'+A1=432.232-XP502 | Meter XP502 UNDERFORDELING +A1=434.232 | Power Meter | DigiPlex Fet AS | A1_318 Main Input Switchboard-B | DigiPlex Fet AS/A1/A1_Floor 3/A1_318 Main Input Switchboard-B |  | Power Equipment | 2019-05-23 10:35 |  | IME
'+A1=462.222-XS015 | MCB -XS015 BY-PASS FRA +A1=432.222 | Air Circuit Breaker | DigiPlex Fet AS | A1_221 UPS Output Switchboard B | DigiPlex Fet AS/A1/A1_Floor 2/A1_221 UPS Output Switchboard B |  | Electrical Distribution | 2019-05-23 10:35 |  | ABB
'+A1=462.231-XS024 | MCB -XS024 FRA UPS NR.3 A-SIDE | Air Circuit Breaker | DigiPlex Fet AS | A1_314 UPS Output Switchboard-A | DigiPlex Fet AS/A1/A1_Floor 3/A1_314 UPS Output Switchboard-A |  | Electrical Distribution | 2019-05-23 10:19 |  | ABB
'+A2=431.211 | Main Distribution Board | Switchboard | DigiPlex Fet AS | A2_117 Main Input Switchboard A | DigiPlex Fet AS/A2/A2_Floor 1/A2_117 Main Input Switchboard A |  | Electrical Distribution | 2019-05-23 10:35
'+A1=432.231-XQ019 | MCB -XQ019 TIL UPS NR.2 - A-SIDE | Air Circuit Breaker | DigiPlex Fet AS | A1_312 Main Input Switchboard-A | DigiPlex Fet AS/A1/A1_Floor 3/A1_312 Main Input Switchboard-A |  | Electrical Distribution | 2019-05-23 10:10 |  | ABB
'+A2=431.212-XQ011 | Switch, Supply from Generator nr.4 | Air Circuit Breaker | DigiPlex Fet AS | A2_129 Main Input Switchboard B | DigiPlex Fet AS/A2/A2_Floor 1/A2_129 Main Input Switchboard B |  | Electrical Distribution | 2019-05-23 10:35 |  | ABB
'+A1=353.232-LF001 | Indoor Unit DX | DX Unit | DigiPlex Fet AS | A1_322 Battery Room B | DigiPlex Fet AS/A1/A1_Floor 3/A1_322 Battery Room B |  | Cooling | 2019-05-28 10:56 |  | Samsung
'+A1=462.222-XS022 | MCB -XS022 FRA UPS NR.1 B-SIDE | Air Circuit Breaker | DigiPlex Fet AS | A1_221 UPS Output Switchboard B | DigiPlex Fet AS/A1/A1_Floor 2/A1_221 UPS Output Switchboard B |  | Electrical Distribution | 2019-05-23 10:21 |  | ABB
'+A1=462.231 | Switchboard STROMSKINNE WS-A | Switchboard | DigiPlex Fet AS | A1_314 UPS Output Switchboard-A | DigiPlex Fet AS/A1/A1_Floor 3/A1_314 UPS Output Switchboard-A |  | Electrical Distribution | 2019-05-23 10:20 |  | ELCOR
'+A1=353.121-IK400 | Munters Unit A1_2_4 | Munters | DigiPlex Fet AS | A1_205 Air Handling Plant | DigiPlex Fet AS/A1/A1_Floor 2/A1_205 Air Handling Plant |  | Cooling Production | 2019-05-23 10:35 |  | Munters Belgium
30397 | Power Supply Unit for Fire Systems | Fire Power Supply | DigiPlex Fet AS | A2_301 White Space Corridor | DigiPlex Fet AS/A2/A2_Floor 3/A2_301 White Space Corridor |  | Fire Prevention | 2019-09-10 13:02 |  | Pulsar
'+A2=462.221-XP502 | Grid Analyzer, Whitespace A | Power Meter | DigiPlex Fet AS | A2_214 UPS Output Switchboard A | DigiPlex Fet AS/A2/A2_Floor 2/A2_214 UPS Output Switchboard A |  | Power Equipment | 2019-05-23 10:34 |  | IME
'+A1=335.021 | Novec Gas Suppression | Fire Suppression | DigiPlex Fet AS | A1_Floor 2 | DigiPlex Fet AS/A1/A1_Floor 2 |  | Fire Prevention | 2019-06-26 08:53
30411 | Variable Frequency Drive | VFD | DigiPlex Fet AS | A2_311 Hypoxic HVAC Room A | DigiPlex Fet AS/A2/A2_Floor 3/A2_311 Hypoxic HVAC Room A |  | Power Control | 2019-09-10 13:03 |  | Danfoss
'+A2=353.211-LK001 | Outdoor Unit DX | DX Unit | DigiPlex Fet AS | A2_117 Main Input Switchboard A | DigiPlex Fet AS/A2/A2_Floor 1/A2_117 Main Input Switchboard A |  | Cooling | 2019-05-28 10:57 |  | Samsung
'+A1=353.121-IK600 | Munters Unit A1_2_6 | Munters | DigiPlex Fet AS | A1_205 Air Handling Plant | DigiPlex Fet AS/A1/A1_Floor 2/A1_205 Air Handling Plant |  | Cooling Production | 2019-05-23 10:35 |  | Munters Belgium
'+A3=462.111-XQ026 | Switch Output to Load Bank | Air Circuit Breaker | DigiPlex Fet AS | A3_105 UPS Output Switchboard C | DigiPlex Fet AS/A3/A3_Floor 1/A3_105 UPS Output Switchboard C |  | Electrical Distribution | 2019-09-10 12:58 |  | ABB
'+A0=725.001-DP003 | Gate Vehicle Outer | Auto Gate | DigiPlex Fet AS | Gate Vehicle | DigiPlex Fet AS/DFAS External Areas/Gate Vehicle |  | Physical Security | 2019-05-23 10:10
'+A2=433.214-KW045 | Power Supply Unit for Fire Systems | Fire Power Supply | DigiPlex Fet AS | A2_119 UPS Output Switchboard A | DigiPlex Fet AS/A2/A2_Floor 1/A2_119 UPS Output Switchboard A |  | Fire Prevention | 2019-05-28 10:40 |  | Pulsar
'+AM=360.001-IV002 | Air Handling Unit | AHU | DigiPlex Fet AS | AM_402 Tech area | DigiPlex Fet AS/AM/AM_Floor 4/AM_402 Tech area |  | Air Conditioning | 2019-05-23 10:34
'+A1=542.121-RR005 | Aspiration Fire Alarm Unit | Aspiration | DigiPlex Fet AS | A1_201 White Space Corridor | DigiPlex Fet AS/A1/A1_Floor 2/A1_201 White Space Corridor |  | Fire Alarm | 2019-05-28 10:49 |  | Fire Alarm Aspiration Sensing Technology
'+A1=462.211-XS022 | MCB FRA UPS NR.1 | Air Circuit Breaker | DigiPlex Fet AS | A1_119 UPS Output Switchboard A | DigiPlex Fet AS/A1/A1_Floor 1/A1_119 UPS Output Switchboard A |  | Electrical Distribution | 2019-05-23 10:13 |  | ABB
'+A1=335.225-UG000 | Novec Gas Suppression | Fire Suppression | DigiPlex Fet AS | A1_218 Main Input Switchboard B | DigiPlex Fet AS/A1/A1_Floor 2/A1_218 Main Input Switchboard B |  | Fire Prevention | 2019-06-26 08:53
'+A2=431.232-XQ010 | Switch Supply From Transformer T5 | Air Circuit Breaker | DigiPlex Fet AS | A2_318 Main Input Switchboard B | DigiPlex Fet AS/A2/A2_Floor 3/A2_318 Main Input Switchboard B |  | Electrical Distribution | 2019-09-10 13:03 |  | ABB
'+A2=462.232 | UPS Output Switchboard B side | Switchboard | DigiPlex Fet AS | A2_321 UPS Output Switchboard B | DigiPlex Fet AS/A2/A2_Floor 3/A2_321 UPS Output Switchboard B |  | Electrical Distribution | 2019-09-10 13:02
'+A1=462.221-XS015 | MCB -XS015 BY-PASS FRA +A1=432.221 | Air Circuit Breaker | DigiPlex Fet AS | A1_214 UPS Output Switchboard A | DigiPlex Fet AS/A1/A1_Floor 2/A1_214 UPS Output Switchboard A |  | Electrical Distribution | 2019-05-23 10:35 |  | ABB
'+A1=431.212-XQ011 | MCB -XQ011 FORSYNING FRA GENERATOR NR. 4 | Air Circuit Breaker | DigiPlex Fet AS | A1_130 Main Input Switchboard B | DigiPlex Fet AS/A1/A1_Floor 1/A1_130 Main Input Switchboard B |  | Electrical Distribution | 2019-05-23 10:35 |  | ABB
'+A2=462.222-NB001 | UPS A2_2 B System | UPS Static | DigiPlex Fet AS | A2_223 UPS Room B | DigiPlex Fet AS/A2/A2_Floor 2/A2_223 UPS Room B |  | UPS | 2019-05-23 10:09 |  | ABB
'+A2=542.121-RY009 | Aspiration Fire Alarm Unit | Aspiration | DigiPlex Fet AS | A2_202 White Space | DigiPlex Fet AS/A2/A2_Floor 2/A2_202 White Space |  | Fire Alarm | 2019-05-28 10:48 |  | Fire Alarm Aspiration Sensing Technology
'+A2=353.212-LR402 | Variable Frequency Drive, Supply Fan 2 | VFD | DigiPlex Fet AS | A2_132 UPS Room B | DigiPlex Fet AS/A2/A2_Floor 1/A2_132 UPS Room B |  | Power Control | 2019-05-23 10:35 |  | Danfoss
'+A1=542.PS-03 | Power Supply Unit for Fire Systems | Fire Power Supply | DigiPlex Fet AS | A1_101 Corridor | DigiPlex Fet AS/A1/A1_Floor 1/A1_101 Corridor |  | Fire Prevention | 2019-05-28 10:40 |  | Pulsar
'+A2=462.211-XQ020 | MCB Busbar Whitespace, A | Air Circuit Breaker | DigiPlex Fet AS | A2_119 UPS Output Switchboard A | DigiPlex Fet AS/A2/A2_Floor 1/A2_119 UPS Output Switchboard A |  | Electrical Distribution | 2019-05-23 10:10 |  | ABB
'+A0=725.001-DP001 | Turnstile pedestrian | Auto Gate | DigiPlex Fet AS | Gate Pedestrian | DigiPlex Fet AS/DFAS External Areas/Gate Pedestrian |  | Physical Security | 2019-05-23 10:10
'+A2=431.221-XP004 | Grid Analyzer Transformer nr . 5, Generator nr. 2 | Power Meter | DigiPlex Fet AS | A2_216 Main Input Switchboard A | DigiPlex Fet AS/A2/A2_Floor 2/A2_216 Main Input Switchboard A |  | Power Equipment | 2019-05-23 10:34 |  | IME
'+A1=335.226 | Novec Gas Suppression | Fire Suppression | DigiPlex Fet AS | A1_223 UPS Room B | DigiPlex Fet AS/A1/A1_Floor 2/A1_223 UPS Room B |  | Fire Prevention | 2019-06-26 08:53 |  | S
'+A2=434.231 | Switchboard Munters A2_3 A | Switchboard | DigiPlex Fet AS | A2_314 UPS Output Switchboard A | DigiPlex Fet AS/A2/A2_Floor 3/A2_314 UPS Output Switchboard A |  | Electrical Distribution | 2019-09-10 13:03
'+A2=542.005-RR007 | Aspiration Fire Alarm Unit | Aspiration | DigiPlex Fet AS | A2_201 White Space Corridor | DigiPlex Fet AS/A2/A2_Floor 2/A2_201 White Space Corridor |  | Fire Alarm | 2019-05-28 10:49 |  | Fire Alarm Aspiration Sensing Technology
'+A3=432.111-XQ010 | Switch Supply From Transformer T6 | Air Circuit Breaker | DigiPlex Fet AS | A3_103 Main Input Switchboard C | DigiPlex Fet AS/A3/A3_Floor 1/A3_103 Main Input Switchboard C |  | Electrical Distribution | 2019-09-10 12:59 |  | ABB
'+A1=462.221-XS022 | MCB -XS022 FRA UPS NR.1 A-SIDE | Air Circuit Breaker | DigiPlex Fet AS | A1_214 UPS Output Switchboard A | DigiPlex Fet AS/A1/A1_Floor 2/A1_214 UPS Output Switchboard A |  | Electrical Distribution | 2019-05-23 10:21 |  | ABB
'+A1=462.231-XQ020 | MCB -XQ020 STROMSKINNE 4X2500 WHITE SPACE A-SIDE | Air Circuit Breaker | DigiPlex Fet AS | A1_314 UPS Output Switchboard-A | DigiPlex Fet AS/A1/A1_Floor 3/A1_314 UPS Output Switchboard-A |  | Electrical Distribution | 2019-05-23 10:10 |  | ABB
'+A2=542.122-RY007 | Aspiration Fire Alarm Unit | Aspiration | DigiPlex Fet AS | A1_Floor 2 | DigiPlex Fet AS/A1/A1_Floor 2 |  | Fire Alarm | 2019-05-28 10:48 |  | Fire Alarm Aspiration Sensing Technology
'+A2=244.111-DI001 | Restricted Access Interior Door, A WS | Security Door | DigiPlex Fet AS | AM_101 Corridor (Reception) | DigiPlex Fet AS/AM/AM_Floor 1/AM_101 Corridor (Reception) |  | Physical Security | 2019-05-23 10:13
'+A2=462.222-XQ020 | MCB Busbar Whitespace, B | Air Circuit Breaker | DigiPlex Fet AS | A2_221 UPS Output Switchboard B | DigiPlex Fet AS/A2/A2_Floor 2/A2_221 UPS Output Switchboard B |  | Electrical Distribution | 2019-05-23 10:20 |  | ABB
'+A3=353.112 | Indoor Unit DX - UPS A3_1 C Battery System | DX Unit | DigiPlex Fet AS | A3_104 Battery Room C | DigiPlex Fet AS/A3/A3_Floor 1/A3_104 Battery Room C |  | Cooling | 2019-09-10 12:58
'+A2=432.221 | Main Distribution Board A Side | Switchboard | DigiPlex Fet AS | A2_216 Main Input Switchboard A | DigiPlex Fet AS/A2/A2_Floor 2/A2_216 Main Input Switchboard A |  | Electrical Distribution | 2019-05-23 10:35
Temp055 | Axial fans supply | Axial Fan | DigiPlex Fet AS | A1_313 Battery Room A | DigiPlex Fet AS/A1/A1_Floor 3/A1_313 Battery Room A |  | Air Conditioning | 2019-05-23 10:34 |  | FlaktWoods
'+A1=542.003-RR009 | Aspiration Fire Alarm Unit | Aspiration | DigiPlex Fet AS | A1_301 White Space Corridor | DigiPlex Fet AS/A1/A1_Floor 3/A1_301 White Space Corridor |  | Fire Alarm | 2019-05-28 10:49 |  | Fire Alarm Aspiration Sensing Technology
'+AM=244.011-DI001 | Mantrap | Mantrap | DigiPlex Fet AS | AM_127 Reception Area | DigiPlex Fet AS/AM/AM_Floor 1/AM_127 Reception Area |  | Physical Security | 2019-05-23 10:21
30296 | Heating Electrical Panel Radiator | Electric Panel Heater | DigiPlex Fet AS | A1_312 Main Input Switchboard-A | DigiPlex Fet AS/A1/A1_Floor 3/A1_312 Main Input Switchboard-A |  | Heating Equipment | 2019-05-23 10:34 |  | NOBO
'+A2=542.004-RR003 | Aspiration Fire Alarm Unit | Aspiration | DigiPlex Fet AS | A2_119 UPS Output Switchboard A | DigiPlex Fet AS/A2/A2_Floor 1/A2_119 UPS Output Switchboard A |  | Fire Alarm | 2019-05-28 10:48 |  | Fire Alarm Aspiration Sensing Technology
'+A1=431.222-XQ011 | MCB - XQ011 FORSYNING FRA GENERATOR NR.4 | Air Circuit Breaker | DigiPlex Fet AS | A1_218 Main Input Switchboard B | DigiPlex Fet AS/A1/A1_Floor 2/A1_218 Main Input Switchboard B |  | Electrical Distribution | 2019-05-23 10:35 |  | ABB
'+A1=432.211-XQ020 | MCB -XQ020 TIL UPS NR. 3 - A-SIDE | Air Circuit Breaker | DigiPlex Fet AS | A1_118 Main Input Switchboard A | DigiPlex Fet AS/A1/A1_Floor 1/A1_118 Main Input Switchboard A |  | Electrical Distribution | 2019-05-23 10:15 |  | ABB
'+A2=432.222-XQ018 | Main Switch to UPS nr.1 B Side | Air Circuit Breaker | DigiPlex Fet AS | A2_218 Main Input Switchboard B | DigiPlex Fet AS/A2/A2_Floor 2/A2_218 Main Input Switchboard B |  | Electrical Distribution | 2019-05-23 10:19 |  | ABB
30261 | Water Pump | Pump | DigiPlex Fet AS | AM_402 Tech area | DigiPlex Fet AS/AM/AM_Floor 4/AM_402 Tech area |  | Cooling Distribution | 2019-05-23 10:36
'+A1=542.PS-02 | Power Supply Unit for Fire Systems | Fire Power Supply | DigiPlex Fet AS | A1_127 Technical Corridor | DigiPlex Fet AS/A1/A1_Floor 1/A1_127 Technical Corridor |  | Fire Prevention | 2019-05-28 10:40 |  | Pulsar
30414 | Variable Frequency Drive | VFD | DigiPlex Fet AS | A2_319 Hypoxic HVAC Room B | DigiPlex Fet AS/A2/A2_Floor 3/A2_319 Hypoxic HVAC Room B |  | Power Control | 2019-10-04 08:33 |  | Danfoss
'+AM=624.001-HT001 | Scissor Lift | Scissor Lift | DigiPlex Fet AS | Entrance Goods In | DigiPlex Fet AS/DFAS External Areas/Entrance Goods In |  | Buildings | 2019-05-28 10:50
'+A2=462.232-NB001 | UPS A2_3 B System | UPS Static | DigiPlex Fet AS | A2_323 UPS Room B | DigiPlex Fet AS/A2/A2_Floor 3/A2_323 UPS Room B |  | UPS | 2019-09-10 13:02 |  | ABB
'+A1=432.211-XQ018 | MCB -XQ018 TIL UPS NR. 1 - A-SIDE | Air Circuit Breaker | DigiPlex Fet AS | A1_118 Main Input Switchboard A | DigiPlex Fet AS/A1/A1_Floor 1/A1_118 Main Input Switchboard A |  | Electrical Distribution | 2019-05-23 10:10 |  | ABB
'+A2=452.000 | Heating Electrical Panel Radiator | Electric Panel Heater | DigiPlex Fet AS | A2 | DigiPlex Fet AS/A2 |  | Heating Equipment | 2019-05-23 10:34
'+A1=431.221-XQ015 | MCB - XQ015 BYPASS TIL +A1=462.221 A-SIDE | Air Circuit Breaker | DigiPlex Fet AS | A1_216 Main Input Switchboard A | DigiPlex Fet AS/A1/A1_Floor 2/A1_216 Main Input Switchboard A |  | Electrical Distribution | 2019-05-23 10:35 |  | ABB
'+A1=431.221-XP004 | Meter - XP004 NETTANALYSATOR TRAFO NR.2 - GEN. NR. | Power Meter | DigiPlex Fet AS | A1_216 Main Input Switchboard A | DigiPlex Fet AS/A1/A1_Floor 2/A1_216 Main Input Switchboard A |  | Power Equipment | 2019-05-23 10:35 |  | IME
'+A2=431.211-HAFSLUND | Hafslund Supply Meter | Power Meter | DigiPlex Fet AS | A2_117 Main Input Switchboard A | DigiPlex Fet AS/A2/A2_Floor 1/A2_117 Main Input Switchboard A |  | Power Equipment | 2019-05-23 10:34 |  | Kamstrup
'+A2=360.221-JV501 | Axial Extract Fan 1 | Axial Fan | DigiPlex Fet AS | A2_217 UPS Room A | DigiPlex Fet AS/A2/A2_Floor 2/A2_217 UPS Room A |  | Air Conditioning | 2019-05-23 10:34 |  | Flakt Woods
'+A2=431.231-XQ010 | Switch Supply From Transformer T6 | Air Circuit Breaker | DigiPlex Fet AS | A2_312 Main Input Switchboard A | DigiPlex Fet AS/A2/A2_Floor 3/A2_312 Main Input Switchboard A |  | Electrical Distribution | 2019-09-10 13:03 |  | ABB
'+A2=339.221-RY001 | Hypoxic O2 Detector | Hypoxic Monitoring | DigiPlex Fet AS | A2_204 Munters Corridor | DigiPlex Fet AS/A2/A2_Floor 2/A2_204 Munters Corridor |  | Fire Prevention | 2019-05-23 10:09
30363 | Control Unit for Fire Hatch in Stairwell. | Smoke Hatch | DigiPlex Fet AS | A1_320 Technical Corridor | DigiPlex Fet AS/A1/A1_Floor 3/A1_320 Technical Corridor |  | Fire Isolation | 2019-05-28 10:47 |  | Everlite
'+A2=353.212-LR401 | Variable Frequency Drive, Supply Fan 1 | VFD | DigiPlex Fet AS | A2_132 UPS Room B | DigiPlex Fet AS/A2/A2_Floor 1/A2_132 UPS Room B |  | Power Control | 2019-05-23 10:35 |  | Danfoss
'+A1=339.111-XZ003 | Hypoxic Monitoring Unit - I/O Modul | Hypoxic Monitoring | DigiPlex Fet AS | A1_123 Munters Corridor | DigiPlex Fet AS/A1/A1_Floor 1/A1_123 Munters Corridor |  | Fire Prevention | 2019-05-23 10:09 |  | Hypoxic Technologies
'+A1=434.212 | Switchboard Munters A1_1 B | Switchboard | DigiPlex Fet AS | A1_131 UPS Output Switchboard B | DigiPlex Fet AS/A1/A1_Floor 1/A1_131 UPS Output Switchboard B |  | Electrical Distribution | 2019-05-23 10:35 |  | ELCOR
'+A2=542.122-RY006 | Aspiration Fire Alarm Unit | Aspiration | DigiPlex Fet AS | A1_Floor 2 | DigiPlex Fet AS/A1/A1_Floor 2 |  | Fire Alarm | 2019-05-28 10:48 |  | Fire Alarm Aspiration Sensing Technology
'+A1=353.231-LR501 | Variable Frequency Drive | VFD | DigiPlex Fet AS | A1_315 UPS Room A | DigiPlex Fet AS/A1/A1_Floor 3/A1_315 UPS Room A |  | Power Control | 2019-05-23 10:35 |  | Danfoss
30398 | Power Supply Unit for Fire Systems | Fire Power Supply | DigiPlex Fet AS | A2_320 Technical Corridor | DigiPlex Fet AS/A2/A2_Floor 3/A2_320 Technical Corridor |  | Fire Prevention | 2019-09-10 13:02 |  | Pulsar
'+A2=462.231-XQ014 | Switch Output to IDF3 (A-side) | Air Circuit Breaker | DigiPlex Fet AS | A2_314 UPS Output Switchboard A | DigiPlex Fet AS/A2/A2_Floor 3/A2_314 UPS Output Switchboard A |  | Electrical Distribution | 2019-09-10 13:02 |  | ABB
'+A2=353.211-LR502 | Variable Frequency Drive, Extract Fan 2 | VFD | DigiPlex Fet AS | A2_120 UPS Room A | DigiPlex Fet AS/A2/A2_Floor 1/A2_120 UPS Room A |  | Power Control | 2019-05-23 10:35 |  | Danfoss
'+A2=434.212 | Switchboard Munters A2_1 B | Switchboard | DigiPlex Fet AS | A2_131 UPS Output Switchboard B | DigiPlex Fet AS/A2/A2_Floor 1/A2_131 UPS Output Switchboard B |  | Electrical Distribution | 2019-05-23 10:35 |  | ABB
'+A1=542.001-RR008 | Aspiration Fire Alarm Unit | Aspiration | DigiPlex Fet AS | A1_126 White Space Corridor | DigiPlex Fet AS/A1/A1_Floor 1/A1_126 White Space Corridor |  | Fire Alarm | 2019-05-28 10:48 |  | Fire Alarm Aspiration Sensing Technology
'+A2=462.221-NB001 | UPS A2_2 A System | UPS Static | DigiPlex Fet AS | A2_217 UPS Room A | DigiPlex Fet AS/A2/A2_Floor 2/A2_217 UPS Room A |  | UPS | 2019-05-23 10:15 |  | ABB
'+A2=461.411-IG005 | Diesel Generator A2_5 | Diesel Generator | DigiPlex Fet AS | Generators A2 | DigiPlex Fet AS/DFAS External Areas/Generators A2 |  | Power Generator | 2019-09-10 13:10 |  | Caterpiller
'+A1=360.123-LR402 | Variable Frequency Drive | VFD | DigiPlex Fet AS | A1_204 Munters Corridor | DigiPlex Fet AS/A1/A1_Floor 2/A1_204 Munters Corridor |  | Power Control | 2019-05-23 10:35 |  | Danfoss
'+A2=433.221 | JORDFEILSENTRAL SIGNALTERMINERING | Switchboard | DigiPlex Fet AS | A2_214 UPS Output Switchboard A | DigiPlex Fet AS/A2/A2_Floor 2/A2_214 UPS Output Switchboard A |  | Electrical Distribution | 2019-05-23 10:35
'+A2=462.231 | UPS Output Switchboard A side | Switchboard | DigiPlex Fet AS | A2_321 UPS Output Switchboard B | DigiPlex Fet AS/A2/A2_Floor 3/A2_321 UPS Output Switchboard B |  | Electrical Distribution | 2019-09-10 13:02
'+A1=353.221-LR402 | Variable Frequency Drive | VFD | DigiPlex Fet AS | A1_217 UPS Room A | DigiPlex Fet AS/A1/A1_Floor 2/A1_217 UPS Room A |  | Power Control | 2019-05-23 10:35 |  | Danfoss
'+A1=432.221-XQ018 | MCB - XQ018 TIL UPS NR.1 A-SIDE | Air Circuit Breaker | DigiPlex Fet AS | A1_216 Main Input Switchboard A | DigiPlex Fet AS/A1/A1_Floor 2/A1_216 Main Input Switchboard A |  | Electrical Distribution | 2019-05-23 10:09 |  | ABB
TempPV2 | Pressure Vessel | Pressure Vessel | DigiPlex Fet AS | A2_114 Water Plant Room | DigiPlex Fet AS/A2/A2_Floor 1/A2_114 Water Plant Room |  | Water Treatment | 2019-05-23 10:35
'+A1=353.111-IK600 | Munters Unit A1_1_6 | Munters | DigiPlex Fet AS | A1_107 Air Handling Plant Area | DigiPlex Fet AS/A1/A1_Floor 1/A1_107 Air Handling Plant Area |  | Cooling Production | 2019-05-23 10:35 |  | Munters Belgium
'+A1=431.212-XQ015 | MCB -XQ015 BYPASS TIL +A1=462.212 B-SIDE | Air Circuit Breaker | DigiPlex Fet AS | A1_130 Main Input Switchboard B | DigiPlex Fet AS/A1/A1_Floor 1/A1_130 Main Input Switchboard B |  | Electrical Distribution | 2019-05-23 10:35 |  | ABB
'+A3=353.133 | Munters Unit A3_3_3 | Munters | DigiPlex Fet AS | A3_302 Munters Area | DigiPlex Fet AS/A3/A3_Floor 3/A3_302 Munters Area |  | Cooling Production | 2019-09-10 12:59 |  | Munters Belgium
'+A2=542.131-RY008 | Aspiration Fire Alarm Unit | Aspiration | DigiPlex Fet AS | A1_Floor 3 | DigiPlex Fet AS/A1/A1_Floor 3 |  | Fire Alarm | 2019-05-28 10:49 |  | Fire Alarm Aspiration Sensing Technology
'+A2=434.111 | AUTOMATIKKFORDELING Control Panel | Distribution Board | DigiPlex Fet AS | A2_123 Munters Corridor | DigiPlex Fet AS/A2/A2_Floor 1/A2_123 Munters Corridor |  | Electrical Distribution | 2019-05-23 10:34 |  | ELCOR
'+A1=562.131 | SAMLESKAP | Distribution Board | DigiPlex Fet AS | A1_316 Munters Corridor | DigiPlex Fet AS/A1/A1_Floor 3/A1_316 Munters Corridor |  | Electrical Distribution | 2019-05-23 10:35 |  | IME
'+A1=335.223-UG000 | Novec Gas Suppression | Fire Suppression | DigiPlex Fet AS | A1_214 UPS Output Switchboard A | DigiPlex Fet AS/A1/A1_Floor 2/A1_214 UPS Output Switchboard A |  | Fire Prevention | 2019-06-26 08:53
'+A2=462.212-XS024 | MCB from UPS nr. 3 | Air Circuit Breaker | DigiPlex Fet AS | A2_131 UPS Output Switchboard B | DigiPlex Fet AS/A2/A2_Floor 1/A2_131 UPS Output Switchboard B |  | Electrical Distribution | 2019-05-23 10:14 |  | ABB
'+A1=433.222 | JORDFEILSENTRAL SIGNALTERMINERING | Switchboard | DigiPlex Fet AS | A1_221 UPS Output Switchboard B | DigiPlex Fet AS/A1/A1_Floor 2/A1_221 UPS Output Switchboard B |  | Electrical Distribution | 2019-05-23 10:35
'+A2=339.221-RY004 | Hypoxic O2 Detector | Hypoxic Monitoring | DigiPlex Fet AS | A2_204 Munters Corridor | DigiPlex Fet AS/A2/A2_Floor 2/A2_204 Munters Corridor |  | Fire Prevention | 2019-05-23 10:14
'+A1=434.231 | Switchboard Munters A1_3 A | Switchboard | DigiPlex Fet AS | A1_314 UPS Output Switchboard-A | DigiPlex Fet AS/A1/A1_Floor 3/A1_314 UPS Output Switchboard-A |  | Electrical Distribution | 2019-05-23 10:35 |  | ELCOR
'+A1=433.224 | Distribution Board | Distribution Board | DigiPlex Fet AS | A1_218 Main Input Switchboard B | DigiPlex Fet AS/A1/A1_Floor 2/A1_218 Main Input Switchboard B |  | Electrical Distribution | 2019-05-23 10:34 |  | ELCOR
'+A2=542.005-RR011 | Aspiration Fire Alarm Unit | Aspiration | DigiPlex Fet AS | A2_201 White Space Corridor | DigiPlex Fet AS/A2/A2_Floor 2/A2_201 White Space Corridor |  | Fire Alarm | 2019-05-28 10:49 |  | Fire Alarm Aspiration Sensing Technology
30418 | Variable Frequency Drive | VFD | DigiPlex Fet AS | A2_315 UPS Room A | DigiPlex Fet AS/A2/A2_Floor 3/A2_315 UPS Room A |  | Power Control | 2019-09-10 13:03 |  | Danfoss
'+A1=353.111-IK200 | Munters Unit A1_1_2 | Munters | DigiPlex Fet AS | A1_107 Air Handling Plant Area | DigiPlex Fet AS/A1/A1_Floor 1/A1_107 Air Handling Plant Area |  | Cooling Production | 2019-05-23 10:35 |  | Munters Belgium
30118 | Aspiration Fire Alarm Unit | Aspiration | DigiPlex Fet AS | AM_102 Corridor (xMMR) | DigiPlex Fet AS/AM/AM_Floor 1/AM_102 Corridor (xMMR) |  | Fire Alarm | 2019-05-28 10:48 |  | Fire Alarm Aspiration Sensing Technology
'+A2=353.131-IK500 | Munters Unit A2_3_5 | Munters | DigiPlex Fet AS | A2_310 Air Handling Plant Area | DigiPlex Fet AS/A2/A2_Floor 3/A2_310 Air Handling Plant Area |  | Cooling Production | 2019-09-10 13:03 |  | Munters Belgium
'+A1=432.231-XQ013 | Supply Switchboard -XQ013 TILFORSEL +A1=433.234 B- | Air Circuit Breaker | DigiPlex Fet AS | A1_312 Main Input Switchboard-A | DigiPlex Fet AS/A1/A1_Floor 3/A1_312 Main Input Switchboard-A |  | Electrical Distribution | 2019-05-23 10:35 |  | ELCOR
30095 | Pressure Vessel | Pressure Vessel | DigiPlex Fet AS | A1_114 Water Plant Rm | DigiPlex Fet AS/A1/A1_Floor 1/A1_114 Water Plant Rm |  | Water Treatment | 2019-05-23 10:35
'+A2=450.222-LH001T | Heating Electrical Panel Radiator | Electric Panel Heater | DigiPlex Fet AS | A2_218 Main Input Switchboard B | DigiPlex Fet AS/A2/A2_Floor 2/A2_218 Main Input Switchboard B |  | Heating Equipment | 2019-05-23 10:34 |  | NOBO
'+A1=462.211-XS023 | MCB FRA UPS NR.2 | Air Circuit Breaker | DigiPlex Fet AS | A1_119 UPS Output Switchboard A | DigiPlex Fet AS/A1/A1_Floor 1/A1_119 UPS Output Switchboard A |  | Electrical Distribution | 2019-05-23 10:09 |  | ABB
Temp034 | Fire Hydrant | Fire Hydrant | DigiPlex Fet AS | Entrance Main Pedestrian | DigiPlex Fet AS/DFAS External Areas/Entrance Main Pedestrian |  | Fire Prevention | 2019-05-28 10:40
'+A2=432.222 | Main Distribution Board B Side | Switchboard | DigiPlex Fet AS | A2_218 Main Input Switchboard B | DigiPlex Fet AS/A2/A2_Floor 2/A2_218 Main Input Switchboard B |  | Electrical Distribution | 2019-05-23 10:35
30314 | Heating Electrical Panel Radiator | Electric Panel Heater | DigiPlex Fet AS | A1_318 Main Input Switchboard-B | DigiPlex Fet AS/A1/A1_Floor 3/A1_318 Main Input Switchboard-B |  | Heating Equipment | 2019-05-23 10:34 |  | NOBO
'+A1=542.003-RR005 | Aspiration Fire Alarm Unit | Aspiration | DigiPlex Fet AS | A1_301 White Space Corridor | DigiPlex Fet AS/A1/A1_Floor 3/A1_301 White Space Corridor |  | Fire Alarm | 2019-05-28 10:49 |  | Fire Alarm Aspiration Sensing Technology
'+A1=432.232-XQ019 | MCB -XQ019 TIL UPS NR.2 - B-SIDE | Air Circuit Breaker | DigiPlex Fet AS | A1_318 Main Input Switchboard-B | DigiPlex Fet AS/A1/A1_Floor 3/A1_318 Main Input Switchboard-B |  | Electrical Distribution | 2019-05-23 10:10 |  | ABB
'+A2=360.211-IV001 | Ventilation Air Handling Unit, UPS Room A | AHU | DigiPlex Fet AS | A2_120 UPS Room A | DigiPlex Fet AS/A2/A2_Floor 1/A2_120 UPS Room A |  | Air Conditioning | 2019-05-23 10:35 |  | Flakt Woods
'+A2=431.222-XS010 | Switch, Supply To/From +A2=431.221 A Side | Air Circuit Breaker | DigiPlex Fet AS | A2_218 Main Input Switchboard B | DigiPlex Fet AS/A2/A2_Floor 2/A2_218 Main Input Switchboard B |  | Electrical Distribution | 2019-05-23 10:35 |  | ABB
'+A2=462.212-XP502 | Grid Analyzer, Whitespace B | Power Meter | DigiPlex Fet AS | A2_131 UPS Output Switchboard B | DigiPlex Fet AS/A2/A2_Floor 1/A2_131 UPS Output Switchboard B |  | Power Equipment | 2019-05-23 10:34 |  | IME
'+A1=542.003-RR013 | Aspiration Fire Alarm Unit | Aspiration | DigiPlex Fet AS | AM_321 FMMR-B | DigiPlex Fet AS/AM/AM_Floor 3/AM_321 FMMR-B |  | Fire Alarm | 2019-05-28 10:48 |  | Fire Alarm Aspiration Sensing Technology
'+A1=542.121-RR004 | Aspiration Fire Alarm Unit | Aspiration | DigiPlex Fet AS | A1_221 UPS Output Switchboard B | DigiPlex Fet AS/A1/A1_Floor 2/A1_221 UPS Output Switchboard B |  | Fire Alarm | 2019-05-28 10:49 |  | Fire Alarm Aspiration Sensing Technology
'+A1=353.231-LR502 | Variable Frequency Drive | VFD | DigiPlex Fet AS | A1_315 UPS Room A | DigiPlex Fet AS/A1/A1_Floor 3/A1_315 UPS Room A |  | Power Control | 2019-05-23 10:35 |  | Danfoss
'+A1=335.224 | Novec Gas Suppression | Fire Suppression | DigiPlex Fet AS | A1_213 Heat/Vent/AC | DigiPlex Fet AS/A1/A1_Floor 2/A1_213 Heat/Vent/AC |  | Fire Prevention | 2019-06-26 08:53 |  | S
'+A2=462.231-GH100 | UPS A2_3 A Battery System | Battery String | DigiPlex Fet AS | A2_313 Battery Room A | DigiPlex Fet AS/A2/A2_Floor 3/A2_313 Battery Room A |  | UPS | 2019-09-10 13:02
'+A2=432.221-XQ019 | Main Switch to UPS nr.2 A Side | Air Circuit Breaker | DigiPlex Fet AS | A2_216 Main Input Switchboard A | DigiPlex Fet AS/A2/A2_Floor 2/A2_216 Main Input Switchboard A |  | Electrical Distribution | 2019-05-23 10:10 |  | ABB
'+A1=542.121-RR006 | Aspiration Fire Alarm Unit | Aspiration | DigiPlex Fet AS | A1_201 White Space Corridor | DigiPlex Fet AS/A1/A1_Floor 2/A1_201 White Space Corridor |  | Fire Alarm | 2019-05-28 10:48 |  | Fire Alarm Aspiration Sensing Technology
'+A1=333.400 | Water Mist System | Water Mist System | DigiPlex Fet AS | A1_114 Water Plant Rm | DigiPlex Fet AS/A1/A1_Floor 1/A1_114 Water Plant Rm |  | Fire Prevention | 2019-05-28 10:41
'+A2=462.211-XS023 | MCB from UPS nr. 2 | Air Circuit Breaker | DigiPlex Fet AS | A2_119 UPS Output Switchboard A | DigiPlex Fet AS/A2/A2_Floor 1/A2_119 UPS Output Switchboard A |  | Electrical Distribution | 2019-05-23 10:21 |  | ABB
'+A2=360.212-SZ501 | Fire Valve, Extract Fans 1, 2 | Axial Fan | DigiPlex Fet AS | A2_127 Transformator-3 | DigiPlex Fet AS/A2/A2_Floor 1/A2_127 Transformator-3 |  | Air Conditioning | 2019-05-23 10:34
'+A1=433.232 | Switchboard Jordfeilsentral Signalterminering | Switchboard | DigiPlex Fet AS | A1_321 UPS Output Switchboard-B | DigiPlex Fet AS/A1/A1_Floor 3/A1_321 UPS Output Switchboard-B |  | Electrical Distribution | 2019-05-23 10:35 |  | ELCOR
'+A1=542.011-OS001 | Fire Panel System 1 | Fire Panel | DigiPlex Fet AS | A1_101 Corridor | DigiPlex Fet AS/A1/A1_Floor 1/A1_101 Corridor |  | Fire Alarm | 2019-05-23 10:11 |  | Eltek
'+A2=462.211-XQ025 | MCB Loadbank A | Air Circuit Breaker | DigiPlex Fet AS | A2_119 UPS Output Switchboard A | DigiPlex Fet AS/A2/A2_Floor 1/A2_119 UPS Output Switchboard A |  | Electrical Distribution | 2019-05-23 10:35 |  | ABB
'+A1=542.001-RR009 | Aspiration Fire Alarm Unit | Aspiration | DigiPlex Fet AS | A1_126 White Space Corridor | DigiPlex Fet AS/A1/A1_Floor 1/A1_126 White Space Corridor |  | Fire Alarm | 2019-05-28 10:49 |  | Fire Alarm Aspiration Sensing Technology
'+A1=462.221-XQ021 | MCB -XS021 GRUPPEBR FOR UPS FELT (FELT06-07-08-09) | Air Circuit Breaker | DigiPlex Fet AS | A1_214 UPS Output Switchboard A | DigiPlex Fet AS/A1/A1_Floor 2/A1_214 UPS Output Switchboard A |  | Electrical Distribution | 2019-05-23 10:10 |  | ABB
'+A1=542.001-RR003 | Aspiration Fire Alarm Unit | Aspiration | DigiPlex Fet AS | A1_119 UPS Output Switchboard A | DigiPlex Fet AS/A1/A1_Floor 1/A1_119 UPS Output Switchboard A |  | Fire Alarm | 2019-05-28 10:48 |  | Fire Alarm Aspiration Sensing Technology
'+A1=335.227-UG000 | Novec Gas Suppression | Fire Suppression | DigiPlex Fet AS | A1_221 UPS Output Switchboard B | DigiPlex Fet AS/A1/A1_Floor 2/A1_221 UPS Output Switchboard B |  | Fire Prevention | 2019-06-26 08:53
'+A2=434.214 | AUTOMATIKKFORDELING Control Panel | Distribution Board | DigiPlex Fet AS | A2_117 Main Input Switchboard A | DigiPlex Fet AS/A2/A2_Floor 1/A2_117 Main Input Switchboard A |  | Electrical Distribution | 2019-05-23 10:34 |  | ELCOR
'+A2=432.211-XQ019 | Main Switch to UPS nr.2 A Side | Air Circuit Breaker | DigiPlex Fet AS | A2_117 Main Input Switchboard A | DigiPlex Fet AS/A2/A2_Floor 1/A2_117 Main Input Switchboard A |  | Electrical Distribution | 2019-05-23 10:20 |  | ABB
'+A1=434.224 | AUTOMATIKKFORDELING Control Panel | Switchboard | DigiPlex Fet AS | A1_216 Main Input Switchboard A | DigiPlex Fet AS/A1/A1_Floor 2/A1_216 Main Input Switchboard A |  | Electrical Distribution | 2019-05-23 10:34 |  | ELCOR
'+A3=353.137 | Munters Unit A3_3_7 | Munters | DigiPlex Fet AS | A3_302 Munters Area | DigiPlex Fet AS/A3/A3_Floor 3/A3_302 Munters Area |  | Cooling Production | 2019-09-10 12:59 |  | Munters Belgium
'+A2=353.222-LR402 | Variable Frequency Drive, Supply Fan 2 | VFD | DigiPlex Fet AS | A2_223 UPS Room B | DigiPlex Fet AS/A2/A2_Floor 2/A2_223 UPS Room B |  | Power Control | 2019-05-23 10:35 |  | Danfoss
'+AM=353.332 | CCU02 | CCU DX | DigiPlex Fet AS | A3_308 IDF1 (OSL20 - F03I01) | DigiPlex Fet AS/AM/AM_Floor 3/A3_308 IDF1 (OSL20 - F03I01) |  | Cooling | 2019-05-28 10:56
'+A2=542.005-RR005 | Aspiration Fire Alarm Unit | Aspiration | DigiPlex Fet AS | A2_201 White Space Corridor | DigiPlex Fet AS/A2/A2_Floor 2/A2_201 White Space Corridor |  | Fire Alarm | 2019-05-28 10:49 |  | Fire Alarm Aspiration Sensing Technology
'+A1=462.222-NB001 | UPS A1_2 B System | UPS Static | DigiPlex Fet AS | A1_223 UPS Room B | DigiPlex Fet AS/A1/A1_Floor 2/A1_223 UPS Room B |  | UPS | 2019-05-23 10:19 |  | ABB
'+A2=331.211-UO001T | Hose Reel | Fire Hose | DigiPlex Fet AS | A2_122 Airlock | DigiPlex Fet AS/A2/A2_Floor 1/A2_122 Airlock |  | Fire Prevention | 2019-05-28 10:40
'+A2=360.221-JV503 | Battery Room Extract Fan | Axial Fan | DigiPlex Fet AS | A2_217 UPS Room A | DigiPlex Fet AS/A2/A2_Floor 2/A2_217 UPS Room A |  | Air Conditioning | 2019-05-23 10:34 |  | SystemAir
'+A1=360.123-LR403 | Variable Frequency Drive | VFD | DigiPlex Fet AS | A1_204 Munters Corridor | DigiPlex Fet AS/A1/A1_Floor 2/A1_204 Munters Corridor |  | Power Control | 2019-05-23 10:35 |  | Danfoss

## DNAS
Asset tag | Name | Model ID | Site | Location | Location Hierarchy | Description | Class | Updated | Maintenance schedule | Manufacturer
00474 | Diesel Generator 1 (E/F) | Diesel Generator | DigiPlex Norway AS | POD Apron | DigiPlex Norway AS/DNAS External Areas/POD Apron |  | Power Generator | 2019-05-23 10:11 |  | Stamford
00577 | Q02 SBSB1E | Air Circuit Breaker | DigiPlex Norway AS | POD PLT 06 (POD E) | DigiPlex Norway AS/DNAS External Areas/Plant PODs/POD PLT 06 (POD E) |  | Electrical Distribution | 2019-05-23 10:15 |  | Masterpact
00156 | GIP D1 Generator Input Panel | Switchboard | DigiPlex Norway AS | '-01 COR 05 | DigiPlex Norway AS/-01 Level/-01 COR 05 |  | Electrical Distribution | 2019-05-23 10:34 |  | Prism power ltd
00178 | SBSB1C - Q03 | Air Circuit Breaker | DigiPlex Norway AS | '-01 SR AC | DigiPlex Norway AS/-01 Level/-01 SR AC |  | Electrical Distribution | 2019-05-23 10:35 |  | Masterpact
00794 | CCU04 | CCU CW | DigiPlex Norway AS | 03 MOD 01.2 | DigiPlex Norway AS/03 Level/03 MOD 01/03 MOD 01.2 |  | Cooling | 2019-05-28 10:56 |  | Emersson Liebert PCW
00787 | Main gate | Auto Gate | DigiPlex Norway AS | Car Park & Road | DigiPlex Norway AS/DNAS External Areas/Car Park & Road |  | Physical Security | 2019-05-23 10:35
00470 | Uniflair Chiller F | Chiller | DigiPlex Norway AS | POD Mezzanin deck | DigiPlex Norway AS/DNAS External Areas/POD Mezzanin deck |  | Cooling Production | 2019-05-23 10:35 |  | UNIFLAIR
00533 | Inverter control VFD SUPPLY NORTH | VFD | DigiPlex Norway AS | 04 PLT 01 | DigiPlex Norway AS/04 Level/04 PLT 01 |  | Power Control | 2019-05-23 10:35 |  | Danfoss
00681 | UPS Piller A | UPS Static | DigiPlex Norway AS | POD PLT 04 | DigiPlex Norway AS/DNAS External Areas/Plant PODs/POD PLT 04 |  | UPS | 2019-05-23 10:13 |  | Pillar
00425 | Bms board | BMS Outstation | DigiPlex Norway AS | 02 MOD 03 | DigiPlex Norway AS/02 Level/02 MOD 03 |  | BMS Equipment | 2019-05-23 10:14
00969 | Pump K1 | Pump | DigiPlex Norway AS | POD PLT 01 | DigiPlex Norway AS/DNAS External Areas/Plant PODs/POD PLT 01 |  | Cooling Distribution | 2019-07-01 10:26 |  | KSB Norge AS
00280 | PDU00/09DX | Distribution Board | DigiPlex Norway AS | 00 MOD 01.5 | DigiPlex Norway AS/00 Level/00 MOD 01/00 MOD 01.5 |  | Electrical Distribution | 2019-05-23 10:21 |  | ELECTROMARIN
00447 | METR 02/35E1.2 | Distribution Board | DigiPlex Norway AS | 02 MOD 04 | DigiPlex Norway AS/02 Level/02 MOD 04 |  | Electrical Distribution | 2019-05-23 10:20
00060 | 48v Supply -01/01 | Distribution Board | DigiPlex Norway AS | '-01 PLT 03 | DigiPlex Norway AS/-01 Level/-01 PLT 03 |  | Electrical Distribution | 2019-05-23 10:13 |  | ELETEC
00691 | Control panel | BMS Outstation | DigiPlex Norway AS | POD PLT 05 | DigiPlex Norway AS/DNAS External Areas/Plant PODs/POD PLT 05 |  | BMS Equipment | 2019-05-23 10:20
00402 | CCU10 | CCU CW | DigiPlex Norway AS | 02 MOD 01.5 | DigiPlex Norway AS/02 Level/02 MOD 01/02 MOD 01.5 |  | Cooling | 2019-05-28 10:58 |  | Liebert Hiross HPM
00553 | METR 04/05C | Distribution Board | DigiPlex Norway AS | 04 PLT 04 | DigiPlex Norway AS/04 Level/04 PLT 04 |  | Electrical Distribution | 2019-05-23 10:20
00618 | Battery String BAT E1.5 | Battery String | DigiPlex Norway AS | POD PLT 09, E Batt Room | DigiPlex Norway AS/DNAS External Areas/Plant PODs/POD PLT 09, E Batt Room |  | UPS | 2019-05-23 10:10 |  | Marathon
00734-F6 | LLSB 02/10, Emergency light circuit F6 | Emergency Lighting | DigiPlex Norway AS | 02 COR 04 | DigiPlex Norway AS/02 Level/02 COR 04 |  | Lighting | 2019-05-23 10:35
00215 | BD K not labled | Air Circuit Breaker | DigiPlex Norway AS | '-01 SR BD | DigiPlex Norway AS/-01 Level/-01 SR BD |  | Electrical Distribution | 2019-05-23 10:11 |  | Satema
00591 | Q05 SBSB1E | Air Circuit Breaker | DigiPlex Norway AS | POD PLT 06 (POD E) | DigiPlex Norway AS/DNAS External Areas/Plant PODs/POD PLT 06 (POD E) |  | Electrical Distribution | 2019-05-23 10:14 |  | Masterpact
00967 | BMS Cabinet | BMS Outstation | DigiPlex Norway AS | POD PLT 01 | DigiPlex Norway AS/DNAS External Areas/Plant PODs/POD PLT 01 |  | BMS Equipment | 2019-05-23 10:10
00937 | SB1C - Q12 | Air Circuit Breaker | DigiPlex Norway AS | '-01 SR AC | DigiPlex Norway AS/-01 Level/-01 SR AC |  | Electrical Distribution | 2019-05-23 10:09 |  | Masterpact
01339 | HUM01 (Humidifier for 03MOD02) | Humidifier | DigiPlex Norway AS | 03 PLT 01 | DigiPlex Norway AS/03 Level/03 PLT 01 |  | Air Conditioning | 2019-08-07 12:38
00327 | BMS CONTROL PAMEL | BMS Outstation | DigiPlex Norway AS | 00 PLT 01 | DigiPlex Norway AS/00 Level/00 PLT 01 |  | BMS Equipment | 2019-05-23 10:14
00230 | SB1B - Q02 | Air Circuit Breaker | DigiPlex Norway AS | '-01 SR BD | DigiPlex Norway AS/-01 Level/-01 SR BD |  | Electrical Distribution | 2019-05-23 10:35 |  | Masterpact
00094 | Water Leak Detection | Leak Detection Panel | DigiPlex Norway AS | '-01 PLT 01 | DigiPlex Norway AS/-01 Level/-01 PLT 01 |  | Environment | 2019-05-23 10:14 |  | Raychem
00152 | UPS POWER SUPPLY TO OUTSIDE CAMERAS | Fire Power Supply | DigiPlex Norway AS | '-01 COR 05 | DigiPlex Norway AS/-01 Level/-01 COR 05 |  | Fire Prevention | 2019-05-28 10:40
00589 | Q06 SBSB1E | Air Circuit Breaker | DigiPlex Norway AS | POD PLT 06 (POD E) | DigiPlex Norway AS/DNAS External Areas/Plant PODs/POD PLT 06 (POD E) |  | Electrical Distribution | 2019-05-23 10:14 |  | Masterpact
00436 | METR 02/53E1.2 | Distribution Board | DigiPlex Norway AS | 02 MOD 03 | DigiPlex Norway AS/02 Level/02 MOD 03 |  | Electrical Distribution | 2019-05-23 10:21
Temp 00STR02-F15 | LLSB, Emergency light circuit F15 | Distribution Board | DigiPlex Norway AS | 00 STR 02 | DigiPlex Norway AS/00 Level/00 STR 02 |  | Electrical Distribution | 2019-05-23 10:35
00249 | METR00/07CY | Distribution Board | DigiPlex Norway AS | 00 MOD 01.2 | DigiPlex Norway AS/00 Level/00 MOD 01/00 MOD 01.2 |  | Electrical Distribution | 2019-05-23 10:10
00123 | METR -01/16D6 | Distribution Board | DigiPlex Norway AS | '-01 MOD 07.2 | DigiPlex Norway AS/-01 Level/-01 MOD 07/-01 MOD 07.2 |  | Electrical Distribution | 2019-05-23 10:09 |  | ELECTROMARIN
00904 | CS1B - Q11 | Air Circuit Breaker | DigiPlex Norway AS | POD PLT 03 | DigiPlex Norway AS/DNAS External Areas/Plant PODs/POD PLT 03 |  | Electrical Distribution | 2019-05-23 10:10
00550 | UPS ROOM FA FILTERS RIGHT | Fresh Air Filter | DigiPlex Norway AS | 04 PLT 02 | DigiPlex Norway AS/04 Level/04 PLT 02 |  | Air Conditioning | 2019-05-23 10:35
00443 | CCU03 | CCU CW | DigiPlex Norway AS | 02 MOD 04 | DigiPlex Norway AS/02 Level/02 MOD 04 |  | Cooling | 2019-05-28 10:56 |  | Liebert HPM
00676 | CCU2B | CCU CW | DigiPlex Norway AS | POD PLT 03 | DigiPlex Norway AS/DNAS External Areas/Plant PODs/POD PLT 03 |  | Cooling | 2019-05-23 10:13 |  | STULZ
00392 | METR02/29C3 | Distribution Board | DigiPlex Norway AS | 02 MOD 01.2 | DigiPlex Norway AS/02 Level/02 MOD 01/02 MOD 01.2 |  | Electrical Distribution | 2019-05-23 10:11
00018 | HUM02 | Humidifier | DigiPlex Norway AS | '-01 MOD 02.1 | DigiPlex Norway AS/-01 Level/-01 MOD 02/-01 MOD 02.1 |  | Air Conditioning | 2019-05-28 11:03 |  | Nordman
TEMPemp001 | EMP Cage | EMP Cage | DigiPlex Norway AS | '-01 MOD 07.1 | DigiPlex Norway AS/-01 Level/-01 MOD 07/-01 MOD 07.1 |  | Physical Security | 2019-06-24 10:49
00315 | Water Leak Detection | Leak Detection Panel | DigiPlex Norway AS | 00 PLT 01 | DigiPlex Norway AS/00 Level/00 PLT 01 |  | Environment | 2019-05-23 10:14 |  | Raychem
01338 | BAT F1.5.2 | Battery String | DigiPlex Norway AS | POD PLT 10, F Batt Room | DigiPlex Norway AS/DNAS External Areas/Plant PODs/POD PLT 10, F Batt Room |  | UPS | 2019-05-23 10:21
00840 | Office 01 A/C | DX Unit | DigiPlex Norway AS | 03 OFF 01 | DigiPlex Norway AS/03 Level/03 OFF 01 |  | Cooling | 2019-05-28 10:57
00019 | HUM03 | Humidifier | DigiPlex Norway AS | '-01 MOD 02.1 | DigiPlex Norway AS/-01 Level/-01 MOD 02/-01 MOD 02.1 |  | Air Conditioning | 2019-05-28 11:03 |  | Nordman
00578 | Q02 GOP EF | Air Circuit Breaker | DigiPlex Norway AS | POD PLT 07 | DigiPlex Norway AS/DNAS External Areas/Plant PODs/POD PLT 07 |  | Electrical Distribution | 2019-05-23 10:15 |  | Masterpact
00707 | Day Tank 1A | Day tank | DigiPlex Norway AS | POD PLT 05 | DigiPlex Norway AS/DNAS External Areas/Plant PODs/POD PLT 05 |  | Power Generator | 2019-05-23 10:15
00308 | HUM03 | Humidifier | DigiPlex Norway AS | 00 MOD 03 | DigiPlex Norway AS/00 Level/00 MOD 03 |  | Air Conditioning | 2019-05-28 11:03 |  | Nordman
00105 | CCU04 | CCU CW | DigiPlex Norway AS | '-01 MOD 06.2 | DigiPlex Norway AS/-01 Level/-01 MOD 06/-01 MOD 06.2 |  | Cooling | 2019-05-28 10:58 |  | Hiross
00780 | LLSB 03/01 | Distribution Board | DigiPlex Norway AS | 03 Level | DigiPlex Norway AS/03 Level |  | Electrical Distribution | 2019-05-23 10:35
01320 | BAT E1.1.1 | Battery String | DigiPlex Norway AS | POD PLT 09, E Batt Room | DigiPlex Norway AS/DNAS External Areas/Plant PODs/POD PLT 09, E Batt Room |  | UPS | 2019-05-23 10:21
01336 | BAT F1.3.2 | Battery String | DigiPlex Norway AS | POD PLT 10, F Batt Room | DigiPlex Norway AS/DNAS External Areas/Plant PODs/POD PLT 10, F Batt Room |  | UPS | 2019-05-23 10:20
00623 | Battery circuit breaker E1.1 | Battery Circuit Breaker | DigiPlex Norway AS | POD PLT 09, E Batt Room | DigiPlex Norway AS/DNAS External Areas/Plant PODs/POD PLT 09, E Batt Room |  | UPS | 2019-05-23 10:10
00555 | FIRE PANEL | Fire Panel | DigiPlex Norway AS | 04 PLT 02 | DigiPlex Norway AS/04 Level/04 PLT 02 |  | Fire Alarm | 2019-05-23 10:15
00337 | CCU03 | CCU CW | DigiPlex Norway AS | 00 MOD 04.2 | DigiPlex Norway AS/00 Level/00 MOD 04/00 MOD 04.2 |  | Cooling | 2019-05-23 10:15
00265 | HUM01 | Humidifier | DigiPlex Norway AS | 00 MOD 02 | DigiPlex Norway AS/00 Level/00 MOD 02 |  | Air Conditioning | 2019-05-28 11:03 |  | Nordman
00741-F7 | LLSB 02/01, Emergency light circuit F7 | Emergency Lighting | DigiPlex Norway AS | 02 PLT 01 | DigiPlex Norway AS/02 Level/02 PLT 01 |  | Lighting | 2019-05-23 10:35
00461 | Water Leak Detection | Leak Detection Panel | DigiPlex Norway AS | 02 PLT 02 | DigiPlex Norway AS/02 Level/02 PLT 02 |  | Environment | 2019-05-23 10:14 |  | Raychem
00606 | LLSB POD/01 | Distribution Board | DigiPlex Norway AS | POD PLT 06 (POD E) | DigiPlex Norway AS/DNAS External Areas/Plant PODs/POD PLT 06 (POD E) |  | Electrical Distribution | 2019-05-23 10:35
00894 | SB2B-1 - Q01 | Air Circuit Breaker | DigiPlex Norway AS | POD PLT 03 | DigiPlex Norway AS/DNAS External Areas/Plant PODs/POD PLT 03 |  | Electrical Distribution | 2019-05-23 10:19
00862 | Fire Curtain | Fire Curtain | DigiPlex Norway AS | 00 COR 01 | DigiPlex Norway AS/00 Level/00 COR 01 |  | Fire Isolation | 2019-05-28 10:40
00972 | ATS POD 03 | Distribution Board | DigiPlex Norway AS | POD PLT 01 | DigiPlex Norway AS/DNAS External Areas/Plant PODs/POD PLT 01 |  | Electrical Distribution | 2019-08-07 12:44
00180 | SB1C - Q05 | Air Circuit Breaker | DigiPlex Norway AS | '-01 SR AC | DigiPlex Norway AS/-01 Level/-01 SR AC |  | Electrical Distribution | 2019-05-23 10:14 |  | Masterpact
00724 | METR02/10CY | Distribution Board | DigiPlex Norway AS | 02 MOD 07.2 | DigiPlex Norway AS/02 Level/02 MOD 07/02 MOD 07.2 |  | Electrical Distribution | 2019-05-23 10:09
00522 | Split DX | DX Unit | DigiPlex Norway AS | 04 ROOF | DigiPlex Norway AS/04 Level/04 ROOF |  | Cooling | 2019-05-28 10:56 |  | Hitecsa
00003 | VESDA to module --1MOD01.1 OS01 | Aspiration | DigiPlex Norway AS | '-01 COR 02 | DigiPlex Norway AS/-01 Level/-01 COR 02 |  | Fire Alarm | 2019-05-28 10:48 |  | Eltek
00098 | HUM01 | Humidifier | DigiPlex Norway AS | '-01 MOD 06.1 | DigiPlex Norway AS/-01 Level/-01 MOD 06/-01 MOD 06.1 |  | Air Conditioning | 2019-05-28 11:03 |  | Nordman
00220 | SBSB1D - Q Spare 2 | Air Circuit Breaker | DigiPlex Norway AS | '-01 SR BD | DigiPlex Norway AS/-01 Level/-01 SR BD |  | Electrical Distribution | 2019-05-23 10:35 |  | Masterpact
00880 | METR-01/27A | Distribution Board | DigiPlex Norway AS | '-01 MOD 06.3 | DigiPlex Norway AS/-01 Level/-01 MOD 06/-01 MOD 06.3 |  | Electrical Distribution | 2019-05-23 10:10
00883 | METR 03/01D3 | Distribution Board | DigiPlex Norway AS | 03 MOD 01.1 | DigiPlex Norway AS/03 Level/03 MOD 01/03 MOD 01.1 |  | Electrical Distribution | 2019-05-23 10:20
00863 | METR00/27A | Distribution Board | DigiPlex Norway AS | 00 MOD 04.1 | DigiPlex Norway AS/00 Level/00 MOD 04/00 MOD 04.1 |  | Electrical Distribution | 2019-05-23 10:10
00520 | Air Handeling Unit, Modules ventilation | AHU | DigiPlex Norway AS | 04 ROOF | DigiPlex Norway AS/04 Level/04 ROOF |  | Air Conditioning | 2019-05-23 10:34 |  | SystemAir
00227 | CSSB2B - Q03 | Air Circuit Breaker | DigiPlex Norway AS | '-01 SR BD | DigiPlex Norway AS/-01 Level/-01 SR BD |  | Electrical Distribution | 2019-05-23 10:34 |  | Masterpact
00343 | HUM01 | Humidifier | DigiPlex Norway AS | 00 MOD 04.1 | DigiPlex Norway AS/00 Level/00 MOD 04/00 MOD 04.1 |  | Air Conditioning | 2019-05-28 11:03 |  | Nordman
00872 | CCU01 | CCU CW | DigiPlex Norway AS | '-01 MOD 05 | DigiPlex Norway AS/-01 Level/-01 MOD 05 |  | Cooling | 2019-05-23 10:13
00767 | LLSB 02/05 | Distribution Board | DigiPlex Norway AS | 02 MOD 06.1 | DigiPlex Norway AS/02 Level/02 MOD 06/02 MOD 06.1 |  | Electrical Distribution | 2019-05-23 10:35
00297 | PDU 00/03B | Distribution Board | DigiPlex Norway AS | 00 MOD 03 | DigiPlex Norway AS/00 Level/00 MOD 03 |  | Electrical Distribution | 2019-05-23 10:09
00077 | METR-01/06B | Distribution Board | DigiPlex Norway AS | '-01 MOD 08.3 | DigiPlex Norway AS/-01 Level/-01 MOD 08/-01 MOD 08.3 |  | Electrical Distribution | 2019-05-23 10:21
00262 | CCU02 | CCU CW | DigiPlex Norway AS | 00 MOD 02 | DigiPlex Norway AS/00 Level/00 MOD 02 |  | Cooling | 2019-05-28 10:56
00435 | CCU05 | CCU CW | DigiPlex Norway AS | 02 MOD 03 | DigiPlex Norway AS/02 Level/02 MOD 03 |  | Cooling | 2019-05-23 10:20 |  | Liebert HPM
00275 | METR00/03CX | Distribution Board | DigiPlex Norway AS | 00 MOD 01.6 | DigiPlex Norway AS/00 Level/00 MOD 01/00 MOD 01.6 |  | Electrical Distribution | 2019-05-23 10:15
00043 | PDU -01/01 - Q03 - B Main Switch | Compact Circuit Breaker | DigiPlex Norway AS | '-01 MOD 01.2 | DigiPlex Norway AS/-01 Level/-01 MOD 01/-01 MOD 01.2 |  | Electrical Distribution | 2019-05-23 10:21
00346 | CCU01 | CCU CW | DigiPlex Norway AS | 00 MOD 05 | DigiPlex Norway AS/00 Level/00 MOD 05 |  | Cooling | 2019-05-28 10:58
00584 | Q04 SBSB1E | Air Circuit Breaker | DigiPlex Norway AS | POD PLT 06 (POD E) | DigiPlex Norway AS/DNAS External Areas/Plant PODs/POD PLT 06 (POD E) |  | Electrical Distribution | 2019-05-23 10:35 |  | Masterpact
00933 | Fire panel loop 39 | Fire Panel | DigiPlex Norway AS | '-01 COR 01 | DigiPlex Norway AS/-01 Level/-01 COR 01 |  | Fire Alarm | 2019-08-07 12:31
00301 | PDU 00/03 - Q01 - A Main Switch | Compact Circuit Breaker | DigiPlex Norway AS | 00 MOD 03 | DigiPlex Norway AS/00 Level/00 MOD 03 |  | Electrical Distribution | 2019-05-23 10:21 |  | Masterpact
00256 | CCU09 | CCU CW | DigiPlex Norway AS | 00 MOD 01.3 | DigiPlex Norway AS/00 Level/00 MOD 01/00 MOD 01.3 |  | Cooling | 2019-05-23 10:21
00874 | CCU03 | CCU CW | DigiPlex Norway AS | '-01 MOD 05 | DigiPlex Norway AS/-01 Level/-01 MOD 05 |  | Cooling | 2019-05-23 10:14
00451 | METR 02/34F1.2 | Distribution Board | DigiPlex Norway AS | 02 MOD 04 | DigiPlex Norway AS/02 Level/02 MOD 04 |  | Electrical Distribution | 2019-05-23 10:21
00086 | LLSB -01/08 | Distribution Board | DigiPlex Norway AS | '-01 PLT 01 | DigiPlex Norway AS/-01 Level/-01 PLT 01 |  | Electrical Distribution | 2019-05-23 10:35 |  | Satema AS
00333 | CCU05 | CCU CW | DigiPlex Norway AS | 00 MOD 04.2 | DigiPlex Norway AS/00 Level/00 MOD 04/00 MOD 04.2 |  | Cooling | 2019-05-28 10:56
00690 | LANDLORD POD B | Distribution Board | DigiPlex Norway AS | POD PLT 03 | DigiPlex Norway AS/DNAS External Areas/Plant PODs/POD PLT 03 |  | Electrical Distribution | 2019-05-23 10:35
00217 | SBSB1D - Q01 | Air Circuit Breaker | DigiPlex Norway AS | '-01 SR BD | DigiPlex Norway AS/-01 Level/-01 SR BD |  | Electrical Distribution | 2019-05-23 10:35 |  | Masterpact
00576 | Q01 GOP EF | Air Circuit Breaker | DigiPlex Norway AS | POD PLT 07 | DigiPlex Norway AS/DNAS External Areas/Plant PODs/POD PLT 07 |  | Electrical Distribution | 2019-05-23 10:15 |  | Masterpact
00791 | CCU05 | CCU CW | DigiPlex Norway AS | 03 MOD 01.3 | DigiPlex Norway AS/03 Level/03 MOD 01/03 MOD 01.3 |  | Cooling | 2019-05-28 10:57 |  | Emersson Liebert PCW
00873 | CCU02 | CCU CW | DigiPlex Norway AS | '-01 MOD 05 | DigiPlex Norway AS/-01 Level/-01 MOD 05 |  | Cooling | 2019-05-28 10:58
00352 | CCU03 | CCU CW | DigiPlex Norway AS | 00 MOD 05 | DigiPlex Norway AS/00 Level/00 MOD 05 |  | Cooling | 2019-05-28 10:56
00847 | METR02/22CY | Distribution Board | DigiPlex Norway AS | 02 MOD 08 | DigiPlex Norway AS/02 Level/02 MOD 08 |  | Electrical Distribution | 2019-05-23 10:20
00979 | Pump K6 | Pump | DigiPlex Norway AS | POD PLT 01 | DigiPlex Norway AS/DNAS External Areas/Plant PODs/POD PLT 01 |  | Cooling Distribution | 2019-07-01 10:28 |  | KSB Norge AS
00602 | Inverter control Extract VFD | VFD | DigiPlex Norway AS | POD PLT 06 (POD E) | DigiPlex Norway AS/DNAS External Areas/Plant PODs/POD PLT 06 (POD E) |  | Power Control | 2019-05-23 10:35 |  | INVENTO
00721 | METR02/26CY | Distribution Board | DigiPlex Norway AS | 02 MOD 06.4 | DigiPlex Norway AS/02 Level/02 MOD 06/02 MOD 06.4 |  | Electrical Distribution | 2019-05-23 10:14
00412 | CCU04 | CCU CW | DigiPlex Norway AS | 02 MOD 02 | DigiPlex Norway AS/02 Level/02 MOD 02 |  | Cooling | 2019-05-28 10:56 |  | Liebert Hiross HPM
01327 | BAT E1.5.2 | Battery String | DigiPlex Norway AS | POD PLT 09, E Batt Room | DigiPlex Norway AS/DNAS External Areas/Plant PODs/POD PLT 09, E Batt Room |  | UPS | 2019-05-23 10:15
00814 | MMU3 UPS 04/03 DX | UPS Rotary | DigiPlex Norway AS | 04 PLT 03 | DigiPlex Norway AS/04 Level/04 PLT 03 |  | UPS | 2019-05-23 10:13 |  | Active Power
00541 | MMU2 UPS 04/01 CX | UPS Rotary | DigiPlex Norway AS | 04 PLT 02 | DigiPlex Norway AS/04 Level/04 PLT 02 |  | UPS | 2019-05-23 10:10 |  | Active Power
00804 | CCU2 fancoil | DX Unit | DigiPlex Norway AS | '-01 Loading Bay 01 | DigiPlex Norway AS/-01 Level/-01 Loading Bay 01 |  | Cooling | 2019-05-28 10:57 |  | Emerson
00454 | LLSB 02/15 | Distribution Board | DigiPlex Norway AS | 02 MOD 04 | DigiPlex Norway AS/02 Level/02 MOD 04 |  | Electrical Distribution | 2019-05-23 10:35
00486 | Q08 SBSB1F | Air Circuit Breaker | DigiPlex Norway AS | POD PLT 08 (POD F) | DigiPlex Norway AS/DNAS External Areas/Plant PODs/POD PLT 08 (POD F) |  | Electrical Distribution | 2019-05-23 10:14 |  | Masterpact
01347 | CU 1301 Alarmsentral | Access Control System | DigiPlex Norway AS | Reception | DigiPlex Norway AS/00 Level/Reception |  | Security System | 2019-05-22 06:46
00990 | LLSB -01/XX | Distribution Board | DigiPlex Norway AS | '-01 TH 01 | DigiPlex Norway AS/-01 Level/-01 TH 01 |  | Electrical Distribution | 2019-08-07 12:18
00565 | CCU02 | CCU CW | DigiPlex Norway AS | 04 MOD 01.2 | DigiPlex Norway AS/04 Level/04 MOD 01/04 MOD 01.2 |  | Cooling | 2019-05-28 10:56 |  | Liebert HPM
00803 | CCU10 | CCU CW | DigiPlex Norway AS | '-01 MOD 07.1 | DigiPlex Norway AS/-01 Level/-01 MOD 07/-01 MOD 07.1 |  | Cooling | 2019-05-23 10:20 |  | Emerson
00722 | CCU02 | CCU CW | DigiPlex Norway AS | 02 MOD 07.2 | DigiPlex Norway AS/02 Level/02 MOD 07/02 MOD 07.2 |  | Cooling | 2019-05-23 10:14
00416 | CCU02 | CCU CW | DigiPlex Norway AS | 02 MOD 02 | DigiPlex Norway AS/02 Level/02 MOD 02 |  | Cooling | 2019-05-23 10:10 |  | Liebert HPM
00186 | SBSB1C | Switchboard | DigiPlex Norway AS | '-01 SR AC | DigiPlex Norway AS/-01 Level/-01 SR AC |  | Electrical Distribution | 2019-05-23 10:35 |  | E&I Engineering
00036 | PDU -01/01A | Distribution Board | DigiPlex Norway AS | '-01 MOD 01.2 | DigiPlex Norway AS/-01 Level/-01 MOD 01/-01 MOD 01.2 |  | Electrical Distribution | 2019-05-23 10:20
00323 | LLSB 00/09 | Distribution Board | DigiPlex Norway AS | 00 PLT 01 | DigiPlex Norway AS/00 Level/00 PLT 01 |  | Electrical Distribution | 2019-05-23 10:35
00928 | METR -01/38D6 | Distribution Board | DigiPlex Norway AS | '-01 MOD 09 | DigiPlex Norway AS/-01 Level/-01 MOD 09 |  | Electrical Distribution | 2019-05-22 06:46
00179 | SB1C - Q06 | Air Circuit Breaker | DigiPlex Norway AS | '-01 SR AC | DigiPlex Norway AS/-01 Level/-01 SR AC |  | Electrical Distribution | 2019-05-23 10:35 |  | Masterpact
00534 | Inverter control VFD EXTRACT NORTH | VFD | DigiPlex Norway AS | 04 PLT 01 | DigiPlex Norway AS/04 Level/04 PLT 01 |  | Power Control | 2019-05-23 10:35 |  | Danfoss
00444 | METR 02/32F1.2 | Distribution Board | DigiPlex Norway AS | 02 MOD 04 | DigiPlex Norway AS/02 Level/02 MOD 04 |  | Electrical Distribution | 2019-05-23 10:09
00951 | CCU02 | CCU CW | DigiPlex Norway AS | POD PLT 04 | DigiPlex Norway AS/DNAS External Areas/Plant PODs/POD PLT 04 |  | Cooling | 2019-05-28 10:58
00158 | BMS Outstation | BMS Outstation | DigiPlex Norway AS | '-01 COR 05 | DigiPlex Norway AS/-01 Level/-01 COR 05 |  | BMS Equipment | 2019-05-23 10:09 |  | Siemens
00124 | CCU07 | CCU CW | DigiPlex Norway AS | '-01 MOD 07.2 | DigiPlex Norway AS/-01 Level/-01 MOD 07/-01 MOD 07.2 |  | Cooling | 2019-05-28 10:56 |  | Emerson
00171 | SB1A | Switchboard | DigiPlex Norway AS | '-01 SR AC | DigiPlex Norway AS/-01 Level/-01 SR AC |  | Electrical Distribution | 2019-05-23 10:19 |  | Prism power ltd
00562 | CCU01 | CCU CW | DigiPlex Norway AS | 04 MOD 01.1 | DigiPlex Norway AS/04 Level/04 MOD 01/04 MOD 01.1 |  | Cooling | 2019-05-23 10:11 |  | Liebert HPM
00377 | LLSB 03/02 | Distribution Board | DigiPlex Norway AS | 03 Level | DigiPlex Norway AS/03 Level |  | Electrical Distribution | 2019-05-23 10:35
00638 | MOTOR CONTOL PANEL MCPB | Distribution Board | DigiPlex Norway AS | POD PLT 01 | DigiPlex Norway AS/DNAS External Areas/Plant PODs/POD PLT 01 |  | Electrical Distribution | 2019-05-23 10:19
00992 | DX CCU1 | CCU DX | DigiPlex Norway AS | 02 MOD 08 | DigiPlex Norway AS/02 Level/02 MOD 08 |  | Cooling | 2019-05-28 10:56
00253 | CCU08 | CCU CW | DigiPlex Norway AS | 00 MOD 01.2 | DigiPlex Norway AS/00 Level/00 MOD 01/00 MOD 01.2 |  | Cooling | 2019-05-23 10:21 |  | Hiross
00580 | Q09 GOP EF spare | Air Circuit Breaker | DigiPlex Norway AS | POD PLT 07 | DigiPlex Norway AS/DNAS External Areas/Plant PODs/POD PLT 07 |  | Electrical Distribution | 2019-05-23 10:35
00034 | HUM01 | Humidifier | DigiPlex Norway AS | '-01 MOD 01.2 | DigiPlex Norway AS/-01 Level/-01 MOD 01/-01 MOD 01.2 |  | Air Conditioning | 2019-05-28 11:03 |  | Nordman
00649 | Small pump | Pump | DigiPlex Norway AS | POD PLT 01 | DigiPlex Norway AS/DNAS External Areas/Plant PODs/POD PLT 01 |  | Cooling Distribution | 2019-05-23 10:35
01353-F09 | LLSB 03/10, Emergency light circuit F09 | Emergency Lighting | DigiPlex Norway AS | 03 PLT 01 | DigiPlex Norway AS/03 Level/03 PLT 01 |  | Lighting | 2019-10-17 13:04
00622 | Battery String BAT E1.2 | Battery String | DigiPlex Norway AS | POD PLT 09, E Batt Room | DigiPlex Norway AS/DNAS External Areas/Plant PODs/POD PLT 09, E Batt Room |  | UPS | 2019-05-23 10:10 |  | Marathon
00269 | PDU 00/02 - Q01 - A Main Switch | Compact Circuit Breaker | DigiPlex Norway AS | 00 MOD 02 | DigiPlex Norway AS/00 Level/00 MOD 02 |  | Electrical Distribution | 2019-05-23 10:14
00519 | Split System | DX Unit | DigiPlex Norway AS | 04 ROOF | DigiPlex Norway AS/04 Level/04 ROOF |  | Cooling | 2019-05-28 10:57 |  | Fujitsu General
00322 | LLSB 00/11 | Distribution Board | DigiPlex Norway AS | 00 PLT 01 | DigiPlex Norway AS/00 Level/00 PLT 01 |  | Electrical Distribution | 2019-05-23 10:35
00442 | CCU02 | CCU CW | DigiPlex Norway AS | 02 MOD 04 | DigiPlex Norway AS/02 Level/02 MOD 04 |  | Cooling | 2019-05-28 10:58 |  | Liebert HPM
00376 | Fire panel 00PLT01-F10 | Fire Panel | DigiPlex Norway AS | 00 COR 04 | DigiPlex Norway AS/00 Level/00 COR 04 |  | Fire Alarm | 2019-05-23 10:11
00279 | CCU05 | CCU CW | DigiPlex Norway AS | 00 MOD 01.5 | DigiPlex Norway AS/00 Level/00 MOD 01/00 MOD 01.5 |  | Cooling | 2019-05-28 10:56 |  | Hiross
00341 | CCU01 | CCU CW | DigiPlex Norway AS | 00 MOD 04.1 | DigiPlex Norway AS/00 Level/00 MOD 04/00 MOD 04.1 |  | Cooling | 2019-05-23 10:20
00654 | MOTOR CONTOL PANEL MCPA | Distribution Board | DigiPlex Norway AS | POD PLT 01 | DigiPlex Norway AS/DNAS External Areas/Plant PODs/POD PLT 01 |  | Electrical Distribution | 2019-05-23 10:21
00155-F25 | LLSB -01/02, Emergency light circuit F25 | Emergency Lighting | DigiPlex Norway AS | '-01 COR 05 | DigiPlex Norway AS/-01 Level/-01 COR 05 |  | Lighting | 2019-10-17 12:47 |  | Satema AS
00430 | METR 02/47E1.2 | Distribution Board | DigiPlex Norway AS | 02 MOD 03 | DigiPlex Norway AS/02 Level/02 MOD 03 |  | Electrical Distribution | 2019-05-23 10:21
00524 | Split System | DX Unit | DigiPlex Norway AS | 04 ROOF | DigiPlex Norway AS/04 Level/04 ROOF |  | Cooling | 2019-05-28 10:58
00953 | BCB A1 | Air Circuit Breaker | DigiPlex Norway AS | POD PLT 04 | DigiPlex Norway AS/DNAS External Areas/Plant PODs/POD PLT 04 |  | Electrical Distribution | 2019-05-23 10:20
00395 | CCU05 | CCU CW | DigiPlex Norway AS | 02 MOD 01.3 | DigiPlex Norway AS/02 Level/02 MOD 01/02 MOD 01.3 |  | Cooling | 2019-05-23 10:20 |  | Liebert Hiross HPM
00913 | BAT B1.7 | Battery String | DigiPlex Norway AS | POD PLT 03 | DigiPlex Norway AS/DNAS External Areas/Plant PODs/POD PLT 03 |  | UPS | 2019-05-23 10:13
00487 | Q07 SBSB1F | Air Circuit Breaker | DigiPlex Norway AS | POD PLT 08 (POD F) | DigiPlex Norway AS/DNAS External Areas/Plant PODs/POD PLT 08 (POD F) |  | Electrical Distribution | 2019-05-23 10:14 |  | Masterpact
00860 | VESDA | Aspiration | DigiPlex Norway AS | 00 MOD 04.1 | DigiPlex Norway AS/00 Level/00 MOD 04/00 MOD 04.1 |  | Fire Alarm | 2019-05-28 10:48 |  | Eltek
00027 | PDU -01/02 - Q04 Spare | Compact Circuit Breaker | DigiPlex Norway AS | '-01 MOD 02.1 | DigiPlex Norway AS/-01 Level/-01 MOD 02/-01 MOD 02.1 |  | Electrical Distribution | 2019-05-23 10:35 |  | Merlin Gerin
00417 | LLSB 02/19 | Distribution Board | DigiPlex Norway AS | 02 MOD 02 | DigiPlex Norway AS/02 Level/02 MOD 02 |  | Electrical Distribution | 2019-05-23 10:35
00405 | CCU12 | CCU CW | DigiPlex Norway AS | 02 MOD 01.6 | DigiPlex Norway AS/02 Level/02 MOD 01/02 MOD 01.6 |  | Cooling | 2019-05-23 10:20 |  | Liebert Hiross HPM
00621 | Battery String BAT E1.1 | Battery String | DigiPlex Norway AS | POD PLT 09, E Batt Room | DigiPlex Norway AS/DNAS External Areas/Plant PODs/POD PLT 09, E Batt Room |  | UPS | 2019-05-23 10:10 |  | Marathon
00888 | METR -01/17F | Distribution Board | DigiPlex Norway AS | '-01 PLT 02 | DigiPlex Norway AS/-01 Level/-01 PLT 02 |  | Electrical Distribution | 2019-05-23 10:09 |  | ELECTROMARIN
00040 | MCC -01/01 | Distribution Board | DigiPlex Norway AS | '-01 MOD 01.2 | DigiPlex Norway AS/-01 Level/-01 MOD 01/-01 MOD 01.2 |  | Electrical Distribution | 2019-05-23 10:35
00598 | Castell System | Castell System | DigiPlex Norway AS | POD PLT 06 (POD E) | DigiPlex Norway AS/DNAS External Areas/Plant PODs/POD PLT 06 (POD E) |  | Electrical Distribution | 2019-05-23 10:34
00499 | Bms control | BMS Outstation | DigiPlex Norway AS | 02 MOD 04 | DigiPlex Norway AS/02 Level/02 MOD 04 |  | BMS Equipment | 2019-05-23 10:14
00147 | CCU01 | CCU DX | DigiPlex Norway AS | '-01 CCR 01B | DigiPlex Norway AS/-01 Level/-01 CCR 01B |  | Cooling | 2019-05-23 10:13 |  | Liebert
00285 | METR00/01CX | Distribution Board | DigiPlex Norway AS | 00 MOD 01.5 | DigiPlex Norway AS/00 Level/00 MOD 01/00 MOD 01.5 |  | Electrical Distribution | 2019-05-23 10:15
00551 | UPS ROOM FA FILTERS LEFT | Fresh Air Filter | DigiPlex Norway AS | 04 PLT 02 | DigiPlex Norway AS/04 Level/04 PLT 02 |  | Air Conditioning | 2019-05-23 10:35
00699 | Extract fan 1A | Axial Fan | DigiPlex Norway AS | POD PLT 05 | DigiPlex Norway AS/DNAS External Areas/Plant PODs/POD PLT 05 |  | Air Conditioning | 2019-05-23 10:34
00980 | MCC POD / 01 C | Distribution Board | DigiPlex Norway AS | POD PLT 01 | DigiPlex Norway AS/DNAS External Areas/Plant PODs/POD PLT 01 |  | Electrical Distribution | 2019-08-07 12:04
00643 | CHEMICAL DOSING POT | Dosing Unit | DigiPlex Norway AS | POD PLT 01 | DigiPlex Norway AS/DNAS External Areas/Plant PODs/POD PLT 01 |  | Water Treatment | 2019-05-23 10:34
01323 | BAT E1.3.2 | Battery String | DigiPlex Norway AS | POD PLT 09, E Batt Room | DigiPlex Norway AS/DNAS External Areas/Plant PODs/POD PLT 09, E Batt Room |  | UPS | 2019-05-23 10:20
00434 | CCU06 | CCU CW | DigiPlex Norway AS | 02 MOD 03 | DigiPlex Norway AS/02 Level/02 MOD 03 |  | Cooling | 2019-05-23 10:19 |  | Liebert HPM
00130 | CCU01 | CCU CW | DigiPlex Norway AS | '-01 MOD 07.1 | DigiPlex Norway AS/-01 Level/-01 MOD 07/-01 MOD 07.1 |  | Cooling | 2019-05-23 10:21 |  | Emerson
00710 | Fuel System Diesel Gen 1A | Fuel Tank | DigiPlex Norway AS | POD PLT 05 | DigiPlex Norway AS/DNAS External Areas/Plant PODs/POD PLT 05 |  | Power Generator | 2019-05-23 10:15
00737 | CCU1 | CCU CW | DigiPlex Norway AS | 02 CCR C | DigiPlex Norway AS/02 Level/02 CCR C |  | Cooling | 2019-05-23 10:21 |  | Liebert Hiross HPM
00008 | Water Leak Detection | Leak Detection Panel | DigiPlex Norway AS | '-01 COR 02 | DigiPlex Norway AS/-01 Level/-01 COR 02 |  | Environment | 2019-05-23 10:19 |  | Raychem
00784 | DB LLCS 03/02 | Distribution Board | DigiPlex Norway AS | 03 Level | DigiPlex Norway AS/03 Level |  | Electrical Distribution | 2019-05-23 10:21
00049 | CCU02 | CCU CW | DigiPlex Norway AS | '-01 MOD 04 | DigiPlex Norway AS/-01 Level/-01 MOD 04 |  | Cooling | 2019-05-28 10:56 |  | Hiross
00480 | UPS Module F1.5 | UPS Static | DigiPlex Norway AS | POD PLT 08 (POD F) | DigiPlex Norway AS/DNAS External Areas/Plant PODs/POD PLT 08 (POD F) |  | UPS | 2019-05-23 10:14 |  | APC MGE
00926 | DX CCU1 | CCU DX | DigiPlex Norway AS | '-01 MOD 09 | DigiPlex Norway AS/-01 Level/-01 MOD 09 |  | Cooling | 2019-05-23 07:31
00329 | METR00/09B | Distribution Board | DigiPlex Norway AS | 00 MOD 04.3 | DigiPlex Norway AS/00 Level/00 MOD 04/00 MOD 04.3 |  | Electrical Distribution | 2019-05-23 10:13
00653 | Expansion vessel 2 PU/1 | Pressure Vessel | DigiPlex Norway AS | POD PLT 01 | DigiPlex Norway AS/DNAS External Areas/Plant PODs/POD PLT 01 |  | Water Treatment | 2019-07-01 10:22
00668 | Gen Control Panel 1B | Generator Controller | DigiPlex Norway AS | POD PLT 02 | DigiPlex Norway AS/DNAS External Areas/Plant PODs/POD PLT 02 |  | Power Generator | 2019-05-23 10:19 |  | Multifunktionale Energie Systeme (Germany)
00851 | VESDA | Aspiration | DigiPlex Norway AS | 02 MOD 08 | DigiPlex Norway AS/02 Level/02 MOD 08 |  | Fire Alarm | 2019-05-28 10:49 |  | Eltek
00871 | METR-01/24B | Distribution Board | DigiPlex Norway AS | '-01 MOD 05 | DigiPlex Norway AS/-01 Level/-01 MOD 05 |  | Electrical Distribution | 2019-05-23 10:10
00504 | Battery String BAT F1.2 | Battery String | DigiPlex Norway AS | POD PLT 10, F Batt Room | DigiPlex Norway AS/DNAS External Areas/Plant PODs/POD PLT 10, F Batt Room |  | UPS | 2019-05-23 10:09 |  | Marathon
00595 | UPS Module E1.4 | UPS Static | DigiPlex Norway AS | POD PLT 06 (POD E) | DigiPlex Norway AS/DNAS External Areas/Plant PODs/POD PLT 06 (POD E) |  | UPS | 2019-05-23 10:14 |  | APC MGE
00370 | CCU03 | CCU CW | DigiPlex Norway AS | 00 MOD 06.3 | DigiPlex Norway AS/00 Level/00 MOD 06/00 MOD 06.3 |  | Cooling | 2019-05-23 10:13
00175 | SBSB1A - Q03 | Air Circuit Breaker | DigiPlex Norway AS | '-01 SR AC | DigiPlex Norway AS/-01 Level/-01 SR AC |  | Electrical Distribution | 2019-05-23 10:35 |  | Merlin Gerin
00963 | Diesel Generator 1A | Diesel Generator | DigiPlex Norway AS | POD PLT 05 | DigiPlex Norway AS/DNAS External Areas/Plant PODs/POD PLT 05 |  | Power Generator | 2019-05-23 10:10 |  | MTU
01322 | BAT E1.2.1 | Battery String | DigiPlex Norway AS | POD PLT 09, E Batt Room | DigiPlex Norway AS/DNAS External Areas/Plant PODs/POD PLT 09, E Batt Room |  | UPS | 2019-05-23 10:20
00950 | CCU01 | CCU CW | DigiPlex Norway AS | POD PLT 04 | DigiPlex Norway AS/DNAS External Areas/Plant PODs/POD PLT 04 |  | Cooling | 2019-05-23 10:19
00243 | METR00/05 | Distribution Board | DigiPlex Norway AS | 00 MOD 01.1 | DigiPlex Norway AS/00 Level/00 MOD 01/00 MOD 01.1 |  | Electrical Distribution | 2019-05-23 10:15
00010 | LLCS -01/07 | Distribution Board | DigiPlex Norway AS | '-01 COR 02 | DigiPlex Norway AS/-01 Level/-01 COR 02 |  | Electrical Distribution | 2019-05-23 10:21
00191 | SB1A - Q02 | Air Circuit Breaker | DigiPlex Norway AS | '-01 SR AC | DigiPlex Norway AS/-01 Level/-01 SR AC |  | Electrical Distribution | 2019-05-23 10:09 |  | Masterpact
00839 | LLSB 03/05 | Distribution Board | DigiPlex Norway AS | 03 COR 01 | DigiPlex Norway AS/03 Level/03 COR 01 |  | Electrical Distribution | 2019-05-23 10:35
00252 | METR00/12DY | Distribution Board | DigiPlex Norway AS | 00 MOD 01.2 | DigiPlex Norway AS/00 Level/00 MOD 01/00 MOD 01.2 |  | Electrical Distribution | 2019-05-23 10:13
00035 | HUM02 | Humidifier | DigiPlex Norway AS | '-01 MOD 01.2 | DigiPlex Norway AS/-01 Level/-01 MOD 01/-01 MOD 01.2 |  | Air Conditioning | 2019-05-28 11:03 |  | Nordman
00121 | CCU03 | CCU CW | DigiPlex Norway AS | '-01 MOD 07.2 | DigiPlex Norway AS/-01 Level/-01 MOD 07/-01 MOD 07.2 |  | Cooling | 2019-05-28 10:56 |  | Emerson
00981 | MCC POD / 01 D | Distribution Board | DigiPlex Norway AS | POD PLT 01 | DigiPlex Norway AS/DNAS External Areas/Plant PODs/POD PLT 01 |  | Electrical Distribution | 2019-08-07 12:05
00079 | METR-01/08B | Distribution Board | DigiPlex Norway AS | '-01 MOD 08.2 | DigiPlex Norway AS/-01 Level/-01 MOD 08/-01 MOD 08.2 |  | Electrical Distribution | 2019-05-23 10:20
00841 | Office 07 A/C | DX Unit | DigiPlex Norway AS | 03 Level | DigiPlex Norway AS/03 Level |  | Cooling | 2019-05-28 10:57
00732 | LLSB 02/09 | Distribution Board | DigiPlex Norway AS | 02 COR 04 | DigiPlex Norway AS/02 Level/02 COR 04 |  | Electrical Distribution | 2019-05-23 10:35
00601 | Inverter control Extract VFD | VFD | DigiPlex Norway AS | POD PLT 06 (POD E) | DigiPlex Norway AS/DNAS External Areas/Plant PODs/POD PLT 06 (POD E) |  | Power Control | 2019-05-23 10:35 |  | INVENTO
01324 | BAT E1.3.1 | Battery String | DigiPlex Norway AS | POD PLT 09, E Batt Room | DigiPlex Norway AS/DNAS External Areas/Plant PODs/POD PLT 09, E Batt Room |  | UPS | 2019-05-23 10:21
00350 | CCU02 | CCU CW | DigiPlex Norway AS | 00 MOD 05 | DigiPlex Norway AS/00 Level/00 MOD 05 |  | Cooling | 2019-05-23 10:10
00083 | METR-01/09A | Distribution Board | DigiPlex Norway AS | '-01 MOD 08.1 | DigiPlex Norway AS/-01 Level/-01 MOD 08/-01 MOD 08.1 |  | Electrical Distribution | 2019-05-23 10:20
00774 | CCU01 | CCU CW | DigiPlex Norway AS | 02 MOD 06.2 | DigiPlex Norway AS/02 Level/02 MOD 06/02 MOD 06.2 |  | Cooling | 2019-05-23 10:13 |  | Liebert
00351 | METR00/16A | Distribution Board | DigiPlex Norway AS | 00 MOD 05 | DigiPlex Norway AS/00 Level/00 MOD 05 |  | Electrical Distribution | 2019-05-23 10:09
00566-F03 | LLSB 04/01, Emergency light circuit F03 | Emergency Lighting | DigiPlex Norway AS | 04 COR 01 | DigiPlex Norway AS/04 Level/04 COR 01 |  | Lighting | 2019-05-23 10:35
00176 | SBSB1C - Q01 | Air Circuit Breaker | DigiPlex Norway AS | '-01 SR AC | DigiPlex Norway AS/-01 Level/-01 SR AC |  | Electrical Distribution | 2019-05-23 10:35 |  | Masterpact
00911 | BAT B1.5 | Battery String | DigiPlex Norway AS | POD PLT 03 | DigiPlex Norway AS/DNAS External Areas/Plant PODs/POD PLT 03 |  | UPS | 2019-05-23 10:19
00264 | CCU01 | CCU CW | DigiPlex Norway AS | 00 MOD 02 | DigiPlex Norway AS/00 Level/00 MOD 02 |  | Cooling | 2019-05-23 10:20
00850 | METR02/21CX | Distribution Board | DigiPlex Norway AS | 02 MOD 08 | DigiPlex Norway AS/02 Level/02 MOD 08 |  | Electrical Distribution | 2019-05-23 10:21
00419 | METR 02/56F1 | Distribution Board | DigiPlex Norway AS | 02 MOD 02 | DigiPlex Norway AS/02 Level/02 MOD 02 |  | Electrical Distribution | 2019-05-23 10:21
00494 | Q03 CSSB1F | Air Circuit Breaker | DigiPlex Norway AS | POD PLT 08 (POD F) | DigiPlex Norway AS/DNAS External Areas/Plant PODs/POD PLT 08 (POD F) |  | Electrical Distribution | 2019-05-23 10:19 |  | Masterpact
00659 | Day Tank 1D | Day tank | DigiPlex Norway AS | POD PLT 02 | DigiPlex Norway AS/DNAS External Areas/Plant PODs/POD PLT 02 |  | Power Generator | 2019-05-23 10:09
00332 | METR00/09A | Distribution Board | DigiPlex Norway AS | 00 MOD 04.3 | DigiPlex Norway AS/00 Level/00 MOD 04/00 MOD 04.3 |  | Electrical Distribution | 2019-05-23 10:13
00965-F06 | LLSB POD/02, Emergency light circuit F06 | Emergency Lighting | DigiPlex Norway AS | POD PLT 03 | DigiPlex Norway AS/DNAS External Areas/Plant PODs/POD PLT 03 |  | Lighting | 2019-10-17 13:01
00103 | HUM03 | Humidifier | DigiPlex Norway AS | '-01 MOD 06.2 | DigiPlex Norway AS/-01 Level/-01 MOD 06/-01 MOD 06.2 |  | Air Conditioning | 2019-05-28 11:03 |  | Nordman
00930 | Fire Panel System 08 | Fire Panel | DigiPlex Norway AS | '-01 PLT 04 | DigiPlex Norway AS/-01 Level/-01 PLT 04 |  | Fire Alarm | 2019-08-07 12:25
00931 | Fire Panel System 07 | Fire Panel | DigiPlex Norway AS | '-01 PLT 04 | DigiPlex Norway AS/-01 Level/-01 PLT 04 |  | Fire Alarm | 2019-08-07 12:25
00345 | CCU06 | CCU CW | DigiPlex Norway AS | 00 MOD 05 | DigiPlex Norway AS/00 Level/00 MOD 05 |  | Cooling | 2019-05-28 10:56
00694 | Day Tank 1C | Day tank | DigiPlex Norway AS | POD PLT 05 | DigiPlex Norway AS/DNAS External Areas/Plant PODs/POD PLT 05 |  | Power Generator | 2019-05-23 10:11
00919 | CCU04 | CCU CW | DigiPlex Norway AS | '-01 PLT 06 | DigiPlex Norway AS/-01 Level/-01 PLT 06 |  | Cooling | 2019-05-23 07:31
00481 | LLCS POD/03 | Distribution Board | DigiPlex Norway AS | POD PLT 08 (POD F) | DigiPlex Norway AS/DNAS External Areas/Plant PODs/POD PLT 08 (POD F) |  | Electrical Distribution | 2019-05-23 10:21
00843 | Office 2 A/C | DX Unit | DigiPlex Norway AS | 03 OFF 02 | DigiPlex Norway AS/03 Level/03 OFF 02 |  | Cooling | 2019-05-28 10:57
00089 | Bms outstation | BMS Outstation | DigiPlex Norway AS | '-01 PLT 01 | DigiPlex Norway AS/-01 Level/-01 PLT 01 |  | BMS Equipment | 2019-05-23 10:09
00396 | METR02/38C3 | Distribution Board | DigiPlex Norway AS | 02 MOD 01.3 | DigiPlex Norway AS/02 Level/02 MOD 01/02 MOD 01.3 |  | Electrical Distribution | 2019-05-23 10:09
00299 | PDU 00/02 Q02 Bus Coupler | Compact Circuit Breaker | DigiPlex Norway AS | 00 MOD 02 | DigiPlex Norway AS/00 Level/00 MOD 02 |  | Electrical Distribution | 2019-05-23 10:35 |  | Masterpact
00497 | Q04 CSSB1F | Air Circuit Breaker | DigiPlex Norway AS | POD PLT 08 (POD F) | DigiPlex Norway AS/DNAS External Areas/Plant PODs/POD PLT 08 (POD F) |  | Electrical Distribution | 2019-05-23 10:13 |  | Masterpact
00719 | CCU06 | CCU CW | DigiPlex Norway AS | 02 MOD 06.4 | DigiPlex Norway AS/02 Level/02 MOD 06/02 MOD 06.4 |  | Cooling | 2019-05-28 10:57 |  | Liebert
00759 | METR02/20D2 | Distribution Board | DigiPlex Norway AS | 02 MOD 05.1 | DigiPlex Norway AS/02 Level/02 MOD 05/02 MOD 05.1 |  | Electrical Distribution | 2019-05-23 10:21
00714 | LLSB 02/03 | Distribution Board | DigiPlex Norway AS | 02 MOD 06.3 | DigiPlex Norway AS/02 Level/02 MOD 06/02 MOD 06.3 |  | Electrical Distribution | 2019-05-23 10:35
00579 | Q03 GOP EF | Air Circuit Breaker | DigiPlex Norway AS | POD PLT 07 | DigiPlex Norway AS/DNAS External Areas/Plant PODs/POD PLT 07 |  | Electrical Distribution | 2019-05-23 10:35 |  | Masterpact
00809 | UPS FA FILTERS RIGHT | Fresh Air Filter | DigiPlex Norway AS | 04 PLT 03 | DigiPlex Norway AS/04 Level/04 PLT 03 |  | Air Conditioning | 2019-05-23 10:35
00848 | BMS OUTSTATION | BMS Outstation | DigiPlex Norway AS | 02 MOD 08 | DigiPlex Norway AS/02 Level/02 MOD 08 |  | BMS Equipment | 2019-05-23 10:20
00745 | LLSB 02/07 | Distribution Board | DigiPlex Norway AS | 02 MOD 05.4 | DigiPlex Norway AS/02 Level/02 MOD 05/02 MOD 05.4 |  | Electrical Distribution | 2019-05-23 10:35
00498 | Q02 CSSB1F | Air Circuit Breaker | DigiPlex Norway AS | POD PLT 08 (POD F) | DigiPlex Norway AS/DNAS External Areas/Plant PODs/POD PLT 08 (POD F) |  | Electrical Distribution | 2019-05-23 10:35 |  | Masterpact
00775 | VESDA | Aspiration | DigiPlex Norway AS | 02 MOD 06.2 | DigiPlex Norway AS/02 Level/02 MOD 06/02 MOD 06.2 |  | Fire Alarm | 2019-05-28 10:48 |  | Eltek
00148 | CCU02 | CCU DX | DigiPlex Norway AS | '-01 CCR 01B | DigiPlex Norway AS/-01 Level/-01 CCR 01B |  | Cooling | 2019-05-23 10:14 |  | Liebert
00542 | MMU3 UPS 04/01 CX | UPS Rotary | DigiPlex Norway AS | 04 PLT 02 | DigiPlex Norway AS/04 Level/04 PLT 02 |  | UPS | 2019-05-23 10:13 |  | Active Power
00092 | MCC -01/02 - Q03 Main Switch | Compact Circuit Breaker | DigiPlex Norway AS | '-01 PLT 01 | DigiPlex Norway AS/-01 Level/-01 PLT 01 |  | Electrical Distribution | 2019-05-23 10:35
Temp 03COR01-9F1 | LLSB 03/05, Emergency light circuit 9F1 | Emergency Lighting | DigiPlex Norway AS | 03 COR 01 | DigiPlex Norway AS/03 Level/03 COR 01 |  | Lighting | 2019-05-23 10:35
00449 | CCU05 | CCU CW | DigiPlex Norway AS | 02 MOD 04 | DigiPlex Norway AS/02 Level/02 MOD 04 |  | Cooling | 2019-05-23 10:20 |  | Liebert HPM
00507 | Battery String BAT F1.4 | Battery String | DigiPlex Norway AS | POD PLT 10, F Batt Room | DigiPlex Norway AS/DNAS External Areas/Plant PODs/POD PLT 10, F Batt Room |  | UPS | 2019-05-23 10:20 |  | Marathon
01353-F17 | LLSB 03/10, Emergency light circuit F17 | Emergency Lighting | DigiPlex Norway AS | 03 PLT 01 | DigiPlex Norway AS/03 Level/03 PLT 01 |  | Lighting | 2019-10-17 13:05
00985 | Loadbank Connection Shortbreak A/B | Distribution Board | DigiPlex Norway AS | Car Park & Road | DigiPlex Norway AS/DNAS External Areas/Car Park & Road |  | Electrical Distribution | 2019-08-07 12:14
00547 | MMU2 UPS 04/02 CY | UPS Rotary | DigiPlex Norway AS | 04 PLT 02 | DigiPlex Norway AS/04 Level/04 PLT 02 |  | UPS | 2019-05-23 10:20 |  | Active Power
00219 | CSSB1B | Switchboard | DigiPlex Norway AS | '-01 SR BD | DigiPlex Norway AS/-01 Level/-01 SR BD |  | Electrical Distribution | 2019-05-23 10:15 |  | E&I Engineering
00818 | UPS 04/03 IOC DX | UPS Rotary | DigiPlex Norway AS | 04 PLT 03 | DigiPlex Norway AS/04 Level/04 PLT 03 |  | UPS | 2019-05-23 10:13 |  | Active Power
00752 | METR02/14CX | Distribution Board | DigiPlex Norway AS | 02 MOD 05.3 | DigiPlex Norway AS/02 Level/02 MOD 05/02 MOD 05.3 |  | Electrical Distribution | 2019-05-23 10:09
00505 | Battery String BAT F1.3 | Battery String | DigiPlex Norway AS | POD PLT 10, F Batt Room | DigiPlex Norway AS/DNAS External Areas/Plant PODs/POD PLT 10, F Batt Room |  | UPS | 2019-05-23 10:09 |  | Marathon
00041 | PDU -01/01 - Q02 Bus Coupler | Compact Circuit Breaker | DigiPlex Norway AS | '-01 MOD 01.2 | DigiPlex Norway AS/-01 Level/-01 MOD 01/-01 MOD 01.2 |  | Electrical Distribution | 2019-05-23 10:35
00082 | CCU01 | CCU CW | DigiPlex Norway AS | '-01 MOD 08.1 | DigiPlex Norway AS/-01 Level/-01 MOD 08/-01 MOD 08.1 |  | Cooling | 2019-05-28 10:56 |  | Hiross
01349 | BMS Panel 1 (03MOD02) | BMS Outstation | DigiPlex Norway AS | 03 PLT 01 | DigiPlex Norway AS/03 Level/03 PLT 01 |  | BMS Equipment | 2019-08-07 12:11 |  | Siemens
00530 | Control panel | BMS Outstation | DigiPlex Norway AS | 04 PLT 01 | DigiPlex Norway AS/04 Level/04 PLT 01 |  | BMS Equipment | 2019-05-23 10:20
00684 | CCU2A | CCU CW | DigiPlex Norway AS | POD PLT 04 | DigiPlex Norway AS/DNAS External Areas/Plant PODs/POD PLT 04 |  | Cooling | 2019-05-23 10:20 |  | STULZ
00492 | CSSB1F | Switchboard | DigiPlex Norway AS | POD PLT 08 (POD F) | DigiPlex Norway AS/DNAS External Areas/Plant PODs/POD PLT 08 (POD F) |  | Electrical Distribution | 2019-05-23 10:19 |  | Logstrup
00266 | HUM02 | Humidifier | DigiPlex Norway AS | 00 MOD 02 | DigiPlex Norway AS/00 Level/00 MOD 02 |  | Air Conditioning | 2019-05-28 11:03 |  | Nordman
00500 | Inverter control VFD | VFD | DigiPlex Norway AS | POD PLT 08 (POD F) | DigiPlex Norway AS/DNAS External Areas/Plant PODs/POD PLT 08 (POD F) |  | Power Control | 2019-05-23 10:35 |  | INVENTO
00897 | SB2B-2 - Q03 | Air Circuit Breaker | DigiPlex Norway AS | POD PLT 03 | DigiPlex Norway AS/DNAS External Areas/Plant PODs/POD PLT 03 |  | Electrical Distribution | 2019-05-23 10:14
00672 | Compressed Air System Gen 1B | Compressor | DigiPlex Norway AS | POD PLT 02 | DigiPlex Norway AS/DNAS External Areas/Plant PODs/POD PLT 02 |  | Cooling Production | 2019-05-23 10:20
00785 | LLSB 03/03 | Distribution Board | DigiPlex Norway AS | 03 Level | DigiPlex Norway AS/03 Level |  | Electrical Distribution | 2019-05-23 10:35
00801 | Uniflair Chiller A | Chiller | DigiPlex Norway AS | POD Apron | DigiPlex Norway AS/DNAS External Areas/POD Apron |  | Cooling Production | 2019-05-23 10:35 |  | UNIFLAIR
00199 | CSSB2A - Q03 | Air Circuit Breaker | DigiPlex Norway AS | '-01 SR AC | DigiPlex Norway AS/-01 Level/-01 SR AC |  | Electrical Distribution | 2019-05-23 10:34 |  | Masterpact
00236 | KeyWatcher | KeyWatcher | DigiPlex Norway AS | 00 COR 01 | DigiPlex Norway AS/00 Level/00 COR 01 |  | Security System | 2019-05-23 10:35 |  | MORSE WATCHMANS INC.
00118 | Fire alarm and suppression panel system 12 13 | Fire Panel | DigiPlex Norway AS | '-01 COR 04 | DigiPlex Norway AS/-01 Level/-01 COR 04 |  | Fire Alarm | 2019-05-23 10:20
00756 | METR02/11D1 | Distribution Board | DigiPlex Norway AS | 02 MOD 05.2 | DigiPlex Norway AS/02 Level/02 MOD 05/02 MOD 05.2 |  | Electrical Distribution | 2019-05-23 10:10
01325 | BAT E1.4.2 | Battery String | DigiPlex Norway AS | POD PLT 09, E Batt Room | DigiPlex Norway AS/DNAS External Areas/Plant PODs/POD PLT 09, E Batt Room |  | UPS | 2019-05-23 10:09
00197 | CSSB2A - Q01 | Air Circuit Breaker | DigiPlex Norway AS | '-01 SR AC | DigiPlex Norway AS/-01 Level/-01 SR AC |  | Electrical Distribution | 2019-05-23 10:34 |  | Masterpact
00943 | CS1A - Q10 UOB | Air Circuit Breaker | DigiPlex Norway AS | POD PLT 04 | DigiPlex Norway AS/DNAS External Areas/Plant PODs/POD PLT 04 |  | Electrical Distribution | 2019-05-23 10:19
01348 | PSU For Adgangskontroll Buss 13 | Access Control System | DigiPlex Norway AS | 03 PLT 01 | DigiPlex Norway AS/03 Level/03 PLT 01 |  | Security System | 2019-05-22 08:13
00991 | LLSB -01/11 | Distribution Board | DigiPlex Norway AS | '-01 MOD 01.2 | DigiPlex Norway AS/-01 Level/-01 MOD 01/-01 MOD 01.2 |  | Electrical Distribution | 2019-05-23 10:35
00673 | Control panel | BMS Outstation | DigiPlex Norway AS | POD PLT 02 | DigiPlex Norway AS/DNAS External Areas/Plant PODs/POD PLT 02 |  | BMS Equipment | 2019-05-23 10:20
00600 | Bms control panel | BMS Outstation | DigiPlex Norway AS | POD PLT 06 (POD E) | DigiPlex Norway AS/DNAS External Areas/Plant PODs/POD PLT 06 (POD E) |  | BMS Equipment | 2019-05-23 10:14
00287 | HUM04 | Humidifier | DigiPlex Norway AS | 00 MOD 01.4 | DigiPlex Norway AS/00 Level/00 MOD 01/00 MOD 01.4 |  | Air Conditioning | 2019-05-28 11:03 |  | Nordman
00427 | METR 02/49E1.2 | Distribution Board | DigiPlex Norway AS | 02 MOD 03 | DigiPlex Norway AS/02 Level/02 MOD 03 |  | Electrical Distribution | 2019-05-23 10:21
00899 | SB2B-2 - Q05 UIB | Air Circuit Breaker | DigiPlex Norway AS | POD PLT 03 | DigiPlex Norway AS/DNAS External Areas/Plant PODs/POD PLT 03 |  | Electrical Distribution | 2019-05-23 10:13
00956 | BAT A1.3 | Battery String | DigiPlex Norway AS | POD PLT 04 | DigiPlex Norway AS/DNAS External Areas/Plant PODs/POD PLT 04 |  | UPS | 2019-05-23 10:15
00347 | HUM01 | Humidifier | DigiPlex Norway AS | 00 MOD 05 | DigiPlex Norway AS/00 Level/00 MOD 05 |  | Air Conditioning | 2019-05-28 11:03 |  | Nordman
00020-F10 | LLSB -01/05, Emergency light circuit F10 | Emergency Lighting | DigiPlex Norway AS | '-01 MOD 02.2 | DigiPlex Norway AS/-01 Level/-01 MOD 02/-01 MOD 02.2 |  | Lighting | 2019-05-23 10:35
00452 | CCU04 | CCU CW | DigiPlex Norway AS | 02 MOD 04 | DigiPlex Norway AS/02 Level/02 MOD 04 |  | Cooling | 2019-05-28 10:56 |  | Liebert HPM
00433 | METR 02/52F1.2 | Distribution Board | DigiPlex Norway AS | 02 MOD 03 | DigiPlex Norway AS/02 Level/02 MOD 03 |  | Electrical Distribution | 2019-05-23 10:21
00281 | PDU00/08CX | Distribution Board | DigiPlex Norway AS | 00 MOD 01.5 | DigiPlex Norway AS/00 Level/00 MOD 01/00 MOD 01.5 |  | Electrical Distribution | 2019-05-23 10:21 |  | ELECTROMARIN
00902 | CS1B - Q12 | Air Circuit Breaker | DigiPlex Norway AS | POD PLT 03 | DigiPlex Norway AS/DNAS External Areas/Plant PODs/POD PLT 03 |  | Electrical Distribution | 2019-05-23 10:15
00868 | METR-01/25A | Distribution Board | DigiPlex Norway AS | '-01 MOD 02.1 | DigiPlex Norway AS/-01 Level/-01 MOD 02/-01 MOD 02.1 |  | Electrical Distribution | 2019-05-23 10:10
00489 | Q05 SBSB1F | Air Circuit Breaker | DigiPlex Norway AS | POD PLT 08 (POD F) | DigiPlex Norway AS/DNAS External Areas/Plant PODs/POD PLT 08 (POD F) |  | Electrical Distribution | 2019-05-23 10:14 |  | Masterpact
00761 | CCU02 | CCU CW | DigiPlex Norway AS | 02 MOD 05.1 | DigiPlex Norway AS/02 Level/02 MOD 05/02 MOD 05.1 |  | Cooling | 2019-05-28 10:56 |  | Liebert
00764 | METR02/02CY | Distribution Board | DigiPlex Norway AS | 02 MOD 06.1 | DigiPlex Norway AS/02 Level/02 MOD 06/02 MOD 06.1 |  | Electrical Distribution | 2019-05-23 10:13
00193 | CSSB1A | Switchboard | DigiPlex Norway AS | '-01 SR AC | DigiPlex Norway AS/-01 Level/-01 SR AC |  | Electrical Distribution | 2019-05-23 10:15 |  | E&I Engineering
00817 | UPS 04/03 DX Main cabinet | UPS Rotary | DigiPlex Norway AS | 04 PLT 03 | DigiPlex Norway AS/04 Level/04 PLT 03 |  | UPS | 2019-05-23 10:09 |  | Active Power
00321 | LLSB 00/13 | Distribution Board | DigiPlex Norway AS | 00 PLT 01 | DigiPlex Norway AS/00 Level/00 PLT 01 |  | Electrical Distribution | 2019-05-23 10:35
00738 | CCU2 | CCU CW | DigiPlex Norway AS | 02 CCR C | DigiPlex Norway AS/02 Level/02 CCR C |  | Cooling | 2019-05-28 10:56 |  | Liebert Hiross HPM
00239 | Fire mimic | Fire Panel | DigiPlex Norway AS | Reception | DigiPlex Norway AS/00 Level/Reception |  | Fire Alarm | 2019-05-28 10:40 |  | Eltek
00942 | CS1A - Q11 | Air Circuit Breaker | DigiPlex Norway AS | POD PLT 04 | DigiPlex Norway AS/DNAS External Areas/Plant PODs/POD PLT 04 |  | Electrical Distribution | 2019-05-23 10:15
01330 | BAT F1.2.2 | Battery String | DigiPlex Norway AS | POD PLT 10, F Batt Room | DigiPlex Norway AS/DNAS External Areas/Plant PODs/POD PLT 10, F Batt Room |  | UPS | 2019-05-23 10:10
00734 | LLSB 02/10 | Distribution Board | DigiPlex Norway AS | 02 COR 04 | DigiPlex Norway AS/02 Level/02 COR 04 |  | Electrical Distribution | 2019-05-23 10:35
00137 | HIROMATIC OUTSTATION | BMS Outstation | DigiPlex Norway AS | '-01 MOD 01.1 | DigiPlex Norway AS/-01 Level/-01 MOD 01/-01 MOD 01.1 |  | BMS Equipment | 2019-05-23 10:19
00895 | SB2B-1 - Q02 | Air Circuit Breaker | DigiPlex Norway AS | POD PLT 03 | DigiPlex Norway AS/DNAS External Areas/Plant PODs/POD PLT 03 |  | Electrical Distribution | 2019-05-23 10:20
00099 | HUM02 | Humidifier | DigiPlex Norway AS | '-01 MOD 06.3 | DigiPlex Norway AS/-01 Level/-01 MOD 06/-01 MOD 06.3 |  | Air Conditioning | 2019-05-28 11:03 |  | Nordman
00496 | Q06 CSSB1F | Air Circuit Breaker | DigiPlex Norway AS | POD PLT 08 (POD F) | DigiPlex Norway AS/DNAS External Areas/Plant PODs/POD PLT 08 (POD F) |  | Electrical Distribution | 2019-05-23 10:35 |  | Masterpact
00151 | LLSB -01/01 | Distribution Board | DigiPlex Norway AS | '-01 COR 05 | DigiPlex Norway AS/-01 Level/-01 COR 05 |  | Electrical Distribution | 2019-05-23 10:35
00361 | METR 00/22F1.2 | Distribution Board | DigiPlex Norway AS | 00 MOD 06.1 | DigiPlex Norway AS/00 Level/00 MOD 06/00 MOD 06.1 |  | Electrical Distribution | 2019-05-23 10:09
01341 | Extinguishing Panel 1 (Fire Suppression for 03MOD02) | Fire Suppression | DigiPlex Norway AS | 03 PLT 01 | DigiPlex Norway AS/03 Level/03 PLT 01 |  | Fire Prevention | 2019-08-07 12:23
00670 | Extract fan 1B | Axial Fan | DigiPlex Norway AS | POD PLT 02 | DigiPlex Norway AS/DNAS External Areas/Plant PODs/POD PLT 02 |  | Air Conditioning | 2019-05-23 10:34
00831 | VESDA | Aspiration | DigiPlex Norway AS | 03 MOD 01.3 | DigiPlex Norway AS/03 Level/03 MOD 01/03 MOD 01.3 |  | Fire Alarm | 2019-05-28 10:49 |  | Eltek
00128 | CCU04 | CCU CW | DigiPlex Norway AS | '-01 MOD 07.2 | DigiPlex Norway AS/-01 Level/-01 MOD 07/-01 MOD 07.2 |  | Cooling | 2019-05-28 10:56 |  | Emerson
00473 | Diesel Generator 2 (E/F) | Diesel Generator | DigiPlex Norway AS | POD Apron | DigiPlex Norway AS/DNAS External Areas/POD Apron |  | Power Generator | 2019-05-23 10:13 |  | Stamford
00051 | HUM01 | Humidifier | DigiPlex Norway AS | '-01 MOD 04 | DigiPlex Norway AS/-01 Level/-01 MOD 04 |  | Air Conditioning | 2019-05-28 11:03 |  | Nordman
00328 | Air cooler system, CHW | CCU CW | DigiPlex Norway AS | 00 PLT 01 | DigiPlex Norway AS/00 Level/00 PLT 01 |  | Cooling | 2019-05-23 10:20 |  | Dakin
00212 | SBSB1B - Q02 | Air Circuit Breaker | DigiPlex Norway AS | '-01 SR BD | DigiPlex Norway AS/-01 Level/-01 SR BD |  | Electrical Distribution | 2019-05-23 10:21 |  | Masterpact
00704 | Compressed Air System Gen 1A | Compressor | DigiPlex Norway AS | POD PLT 05 | DigiPlex Norway AS/DNAS External Areas/Plant PODs/POD PLT 05 |  | Cooling Production | 2019-05-23 10:15
00879 | METR-01/22B | Distribution Board | DigiPlex Norway AS | '-01 MOD 02.3 | DigiPlex Norway AS/-01 Level/-01 MOD 02/-01 MOD 02.3 |  | Electrical Distribution | 2019-05-23 10:10
00625 | Battery circuit breaker E1.3 | Battery Circuit Breaker | DigiPlex Norway AS | POD PLT 09, E Batt Room | DigiPlex Norway AS/DNAS External Areas/Plant PODs/POD PLT 09, E Batt Room |  | UPS | 2019-05-23 10:10
00053 | VESDA | Aspiration | DigiPlex Norway AS | '-01 MOD 04 | DigiPlex Norway AS/-01 Level/-01 MOD 04 |  | Fire Alarm | 2019-05-28 10:48 |  | Eltek
00033 | HUM04 | Humidifier | DigiPlex Norway AS | '-01 MOD 01.2 | DigiPlex Norway AS/-01 Level/-01 MOD 01/-01 MOD 01.2 |  | Air Conditioning | 2019-05-28 11:03 |  | Nordman
00189 | SB1A - Q04 | Air Circuit Breaker | DigiPlex Norway AS | '-01 SR AC | DigiPlex Norway AS/-01 Level/-01 SR AC |  | Electrical Distribution | 2019-05-23 10:35 |  | Masterpact
00665 | Fuel System Diesel Gen 1D | Fuel Tank | DigiPlex Norway AS | POD PLT 02 | DigiPlex Norway AS/DNAS External Areas/Plant PODs/POD PLT 02 |  | Power Generator | 2019-05-23 10:10
00995 | DX CCU4 | CCU DX | DigiPlex Norway AS | 02 MOD 08 | DigiPlex Norway AS/02 Level/02 MOD 08 |  | Cooling | 2019-05-23 07:30
00291 | CCU04 | CCU CW | DigiPlex Norway AS | 00 MOD 01.4.1 | DigiPlex Norway AS/00 Level/00 MOD 01/00 MOD 01.4/00 MOD 01.4.1 |  | Cooling | 2019-05-28 10:58
00717 | METR02/06CY | Distribution Board | DigiPlex Norway AS | 02 MOD 06.3 | DigiPlex Norway AS/02 Level/02 MOD 06/02 MOD 06.3 |  | Electrical Distribution | 2019-05-23 10:13
00075 | HUM02 | Humidifier | DigiPlex Norway AS | '-01 MOD 08.3 | DigiPlex Norway AS/-01 Level/-01 MOD 08/-01 MOD 08.3 |  | Air Conditioning | 2019-05-28 11:03 |  | Nordman
00941 | CS1A | Switchboard | DigiPlex Norway AS | POD PLT 04 | DigiPlex Norway AS/DNAS External Areas/Plant PODs/POD PLT 04 |  | Electrical Distribution | 2019-08-07 12:42 |  | ELCOR
00169 | UPS D5 OUTPUT DIST BOARD | Distribution Board | DigiPlex Norway AS | '-01 PLT 02 | DigiPlex Norway AS/-01 Level/-01 PLT 02 |  | Electrical Distribution | 2019-05-23 10:09 |  | Logstrup
TEMPEnvContDNAS | Environmental Container | Environmental Container | DigiPlex Norway AS | Car Park & Road | DigiPlex Norway AS/DNAS External Areas/Car Park & Road |  | Environment | 2019-06-24 11:00
00385 | LLSB 02/14 | Distribution Board | DigiPlex Norway AS | 02 MOD 01.1 | DigiPlex Norway AS/02 Level/02 MOD 01/02 MOD 01.1 |  | Electrical Distribution | 2019-05-23 10:35 |  | Legrand
00488 | Q06 SBSB1F | Air Circuit Breaker | DigiPlex Norway AS | POD PLT 08 (POD F) | DigiPlex Norway AS/DNAS External Areas/Plant PODs/POD PLT 08 (POD F) |  | Electrical Distribution | 2019-05-23 10:14 |  | Masterpact
00620 | Battery String BAT E1.3 | Battery String | DigiPlex Norway AS | POD PLT 09, E Batt Room | DigiPlex Norway AS/DNAS External Areas/Plant PODs/POD PLT 09, E Batt Room |  | UPS | 2019-05-23 10:10 |  | Marathon
00372 | LLSB 00/14 | Distribution Board | DigiPlex Norway AS | 00 MOD 06.3 | DigiPlex Norway AS/00 Level/00 MOD 06/00 MOD 06.3 |  | Electrical Distribution | 2019-05-23 10:35
00093 | Bms board | BMS Outstation | DigiPlex Norway AS | '-01 PLT 01 | DigiPlex Norway AS/-01 Level/-01 PLT 01 |  | BMS Equipment | 2019-05-23 10:14
00462 | SBSB2D | Switchboard | DigiPlex Norway AS | 02 PLT 02 | DigiPlex Norway AS/02 Level/02 PLT 02 |  | Electrical Distribution | 2019-05-23 10:11
00325 | MCC 00/01 - Q01 Main Switch | Compact Circuit Breaker | DigiPlex Norway AS | 00 PLT 01 | DigiPlex Norway AS/00 Level/00 PLT 01 |  | Electrical Distribution | 2019-05-23 10:35
00544 | UPS 04/01 IOC CX | UPS Rotary | DigiPlex Norway AS | 04 PLT 02 | DigiPlex Norway AS/04 Level/04 PLT 02 |  | UPS | 2019-05-23 10:13 |  | Active Power
00740 | METR02/27CX | Distribution Board | DigiPlex Norway AS | 02 CCR C | DigiPlex Norway AS/02 Level/02 CCR C |  | Electrical Distribution | 2019-05-23 10:14
00324 | MCC 00/01 - Q03 Main Switch | Compact Circuit Breaker | DigiPlex Norway AS | 00 PLT 01 | DigiPlex Norway AS/00 Level/00 PLT 01 |  | Electrical Distribution | 2019-05-23 10:35
00976 | ATS POD 05 | Distribution Board | DigiPlex Norway AS | POD PLT 01 | DigiPlex Norway AS/DNAS External Areas/Plant PODs/POD PLT 01 |  | Electrical Distribution | 2019-08-07 12:44
00546 | MMU1 UPS 04/02 CY | UPS Rotary | DigiPlex Norway AS | 04 PLT 02 | DigiPlex Norway AS/04 Level/04 PLT 02 |  | UPS | 2019-05-23 10:09 |  | Active Power
00426-F9 | LLSB 02/18, Emergency light circuit F9 | Emergency Lighting | DigiPlex Norway AS | 02 MOD 03 | DigiPlex Norway AS/02 Level/02 MOD 03 |  | Lighting | 2019-05-23 10:35
00501 | Inverter control VFD | VFD | DigiPlex Norway AS | POD PLT 08 (POD F) | DigiPlex Norway AS/DNAS External Areas/Plant PODs/POD PLT 08 (POD F) |  | Power Control | 2019-05-23 10:35 |  | INVENTO
00295 | LLSB 00/03 | Distribution Board | DigiPlex Norway AS | 00 MOD 03 | DigiPlex Norway AS/00 Level/00 MOD 03 |  | Electrical Distribution | 2019-05-23 10:35
00362 | METR 00/21F1.1 | Distribution Board | DigiPlex Norway AS | 00 MOD 06.1 | DigiPlex Norway AS/00 Level/00 MOD 06/00 MOD 06.1 |  | Electrical Distribution | 2019-05-23 10:09
00205 | SB1D - Q03 | Air Circuit Breaker | DigiPlex Norway AS | '-01 SR BD | DigiPlex Norway AS/-01 Level/-01 SR BD |  | Electrical Distribution | 2019-05-23 10:21 |  | Masterpact
00120 | LLSB -01/09 | Distribution Board | DigiPlex Norway AS | '-01 MOD 07.2 | DigiPlex Norway AS/-01 Level/-01 MOD 07/-01 MOD 07.2 |  | Electrical Distribution | 2019-05-23 10:35 |  | Langsjoen elektro as
00679 | ACB GOP POD/1D | Air Circuit Breaker | DigiPlex Norway AS | POD PLT 03 | DigiPlex Norway AS/DNAS External Areas/Plant PODs/POD PLT 03 |  | Electrical Distribution | 2019-05-23 10:09
00556 | VESDA | Aspiration | DigiPlex Norway AS | 04 MOD 01.1 | DigiPlex Norway AS/04 Level/04 MOD 01/04 MOD 01.1 |  | Fire Alarm | 2019-05-28 10:48 |  | Eltek
00365 | CCU02 | CCU CW | DigiPlex Norway AS | 00 MOD 06.2 | DigiPlex Norway AS/00 Level/00 MOD 06/00 MOD 06.2 |  | Cooling | 2019-05-28 10:56
00706 | Gen Control Panel 1A | Generator Controller | DigiPlex Norway AS | POD PLT 05 | DigiPlex Norway AS/DNAS External Areas/Plant PODs/POD PLT 05 |  | Power Generator | 2019-05-23 10:14 |  | Multifunktionale Energie Systeme (Germany)
00511 | Battery circuit breaker F1.3 | Battery Circuit Breaker | DigiPlex Norway AS | POD PLT 10, F Batt Room | DigiPlex Norway AS/DNAS External Areas/Plant PODs/POD PLT 10, F Batt Room |  | UPS | 2019-05-23 10:10
00495 | Q05 CSSB1F | Air Circuit Breaker | DigiPlex Norway AS | POD PLT 08 (POD F) | DigiPlex Norway AS/DNAS External Areas/Plant PODs/POD PLT 08 (POD F) |  | Electrical Distribution | 2019-05-23 10:35 |  | Masterpact
00785-F03 | LLSB 03/03, Emergency light circuit F03 | Emergency Lighting | DigiPlex Norway AS | 03 Level | DigiPlex Norway AS/03 Level |  | Lighting | 2019-05-23 10:35
00087-F11 | LLSB -01/06, Emergency light circuit F11 | Emergency Lighting | DigiPlex Norway AS | '-01 PLT 01 | DigiPlex Norway AS/-01 Level/-01 PLT 01 |  | Lighting | 2019-05-23 10:35 |  | Satema AS
00409 | CCU13 | CCU CW | DigiPlex Norway AS | 02 MOD 01.7 | DigiPlex Norway AS/02 Level/02 MOD 01/02 MOD 01.7 |  | Cooling | 2019-05-28 10:56 |  | Liebert Hiross HPM
00884 | METR 03/02D4 | Distribution Board | DigiPlex Norway AS | 03 MOD 01.1 | DigiPlex Norway AS/03 Level/03 MOD 01/03 MOD 01.1 |  | Electrical Distribution | 2019-05-23 10:20
00356 | CCU05 | CCU CW | DigiPlex Norway AS | 00 MOD 05 | DigiPlex Norway AS/00 Level/00 MOD 05 |  | Cooling | 2019-05-23 10:20
00490 | Q03 SBSB1F | Air Circuit Breaker | DigiPlex Norway AS | POD PLT 08 (POD F) | DigiPlex Norway AS/DNAS External Areas/Plant PODs/POD PLT 08 (POD F) |  | Electrical Distribution | 2019-05-23 10:35 |  | Masterpact
00741-F2 | LLSB 02/01, Emergency light circuit F2 | Emergency Lighting | DigiPlex Norway AS | 02 PLT 01 | DigiPlex Norway AS/02 Level/02 PLT 01 |  | Lighting | 2019-05-23 10:35
01350 | BMS Panel 2 (03MOD03) | BMS Outstation | DigiPlex Norway AS | 03 PLT 01 | DigiPlex Norway AS/03 Level/03 PLT 01 |  | BMS Equipment | 2019-08-07 12:12 |  | Siemens
TEMPdoorDNAS | Main Entrance Door | Security Door | DigiPlex Norway AS | Reception | DigiPlex Norway AS/00 Level/Reception |  | Physical Security | 2019-06-26 12:32
00793 | CCU02 | CCU CW | DigiPlex Norway AS | 03 MOD 01.1 | DigiPlex Norway AS/03 Level/03 MOD 01/03 MOD 01.1 |  | Cooling | 2019-05-23 10:20 |  | Emersson Liebert PCW
00845 | Diesel buffer tank, 3000ltr, mobile | Fuel Tank | DigiPlex Norway AS | POD Apron | DigiPlex Norway AS/DNAS External Areas/POD Apron |  | Power Generator | 2019-05-28 10:55
00703 | Air Intake/Exhaust Louvre 1A | Louvre | DigiPlex Norway AS | POD PLT 05 | DigiPlex Norway AS/DNAS External Areas/Plant PODs/POD PLT 05 |  | Power Generator | 2019-05-28 10:54
00921 | CCU05 | CCU CW | DigiPlex Norway AS | '-01 PLT 05 | DigiPlex Norway AS/-01 Level/-01 PLT 05 |  | Cooling | 2019-05-28 10:57
00658 | Electric heater | Electric Panel Heater | DigiPlex Norway AS | POD PLT 01 | DigiPlex Norway AS/DNAS External Areas/Plant PODs/POD PLT 01 |  | Heating Equipment | 2019-10-14 07:13
00016 | HUM04 | Humidifier | DigiPlex Norway AS | '-01 MOD 02.3 | DigiPlex Norway AS/-01 Level/-01 MOD 02/-01 MOD 02.3 |  | Air Conditioning | 2019-05-28 11:03 |  | Nordman
00713 | CCU10 | CCU CW | DigiPlex Norway AS | 02 MOD 06.3 | DigiPlex Norway AS/02 Level/02 MOD 06/02 MOD 06.3 |  | Cooling | 2019-05-28 10:56 |  | Liebert
00240 | Fire Door | Fire Door | DigiPlex Norway AS | '-01 COR 02 | DigiPlex Norway AS/-01 Level/-01 COR 02 |  | Fire Isolation | 2019-05-28 10:44 |  | Flexi las og gitter
00590 | Q03 SBSB1E | Air Circuit Breaker | DigiPlex Norway AS | POD PLT 06 (POD E) | DigiPlex Norway AS/DNAS External Areas/Plant PODs/POD PLT 06 (POD E) |  | Electrical Distribution | 2019-05-23 10:35 |  | Masterpact
00162 | CCU01 | CCU CW | DigiPlex Norway AS | '-01 PLT 02 | DigiPlex Norway AS/-01 Level/-01 PLT 02 |  | Cooling | 2019-05-23 10:21 |  | Liebert
00782 | DB LLCS 03/06 | Distribution Board | DigiPlex Norway AS | 03 OFF 02 | DigiPlex Norway AS/03 Level/03 OFF 02 |  | Electrical Distribution | 2019-05-23 10:09
00662 | Day Tank 1B | Day tank | DigiPlex Norway AS | POD PLT 02 | DigiPlex Norway AS/DNAS External Areas/Plant PODs/POD PLT 02 |  | Power Generator | 2019-05-23 10:20
00471 | Uniflair Chiller C | Chiller | DigiPlex Norway AS | POD Mezzanin deck | DigiPlex Norway AS/DNAS External Areas/POD Mezzanin deck |  | Cooling Production | 2019-05-23 10:35 |  | UNIFLAIR
00765 | CCU04 | CCU CW | DigiPlex Norway AS | 02 MOD 06.1 | DigiPlex Norway AS/02 Level/02 MOD 06/02 MOD 06.1 |  | Cooling | 2019-05-28 10:56 |  | Liebert
00771 | METR02/03DX | Distribution Board | DigiPlex Norway AS | 02 MOD 06.2 | DigiPlex Norway AS/02 Level/02 MOD 06/02 MOD 06.2 |  | Electrical Distribution | 2019-05-23 10:11
00515 | Split unit DX | DX Unit | DigiPlex Norway AS | 04 ROOF | DigiPlex Norway AS/04 Level/04 ROOF |  | Cooling | 2019-05-28 10:56 |  | Hitecsa
00216 | SBSB1D | Switchboard | DigiPlex Norway AS | '-01 SR BD | DigiPlex Norway AS/-01 Level/-01 SR BD |  | Electrical Distribution | 2019-05-23 10:35 |  | E&I Engineering
00456-F09 | LLSB 02/16, Emergency light circuit F09 | Emergency Lighting | DigiPlex Norway AS | 02 MOD 04 | DigiPlex Norway AS/02 Level/02 MOD 04 |  | Lighting | 2019-10-17 13:08
00954 | BAT A1.1 | Battery String | DigiPlex Norway AS | POD PLT 04 | DigiPlex Norway AS/DNAS External Areas/Plant PODs/POD PLT 04 |  | UPS | 2019-05-23 10:14
00289 | METR00/15B | Distribution Board | DigiPlex Norway AS | 00 MOD 01.4.3 | DigiPlex Norway AS/00 Level/00 MOD 01/00 MOD 01.4/00 MOD 01.4.3 |  | Electrical Distribution | 2019-05-23 10:09
00023 | PDU -01/02 - Q01 - A Main Switch | Compact Circuit Breaker | DigiPlex Norway AS | '-01 MOD 02.1 | DigiPlex Norway AS/-01 Level/-01 MOD 02/-01 MOD 02.1 |  | Electrical Distribution | 2019-05-23 10:14 |  | Merlin Gerin
00086-F02 | LLSB -01/08, Emergency light circuit F02 | Emergency Lighting | DigiPlex Norway AS | '-01 PLT 01 | DigiPlex Norway AS/-01 Level/-01 PLT 01 |  | Lighting | 2019-05-23 10:35 |  | Satema AS
00903 | CS1B - Q10 UOB | Air Circuit Breaker | DigiPlex Norway AS | POD PLT 03 | DigiPlex Norway AS/DNAS External Areas/Plant PODs/POD PLT 03 |  | Electrical Distribution | 2019-05-23 10:15
00540 | MMU1 UPS 04/01 CX | UPS Rotary | DigiPlex Norway AS | 04 PLT 02 | DigiPlex Norway AS/04 Level/04 PLT 02 |  | UPS | 2019-05-23 10:15 |  | Active Power
00891 | Diesel Generator 1B | Diesel Generator | DigiPlex Norway AS | POD PLT 02 | DigiPlex Norway AS/DNAS External Areas/Plant PODs/POD PLT 02 |  | Power Generator | 2019-05-23 10:21 |  | MTU
00876 | METR-01/19A | Distribution Board | DigiPlex Norway AS | '-01 MOD 02.2 | DigiPlex Norway AS/-01 Level/-01 MOD 02/-01 MOD 02.2 |  | Electrical Distribution | 2019-05-23 10:15
00224 | CSSB2B | Switchboard | DigiPlex Norway AS | '-01 SR BD | DigiPlex Norway AS/-01 Level/-01 SR BD |  | Electrical Distribution | 2019-05-23 10:19 |  | E&I Engineering
TEMP FIRE EXT DNAS | Handheld Fire Extinguishers | Hand Held Fire Extinguisher | DigiPlex Norway AS | DigiPlex Norway AS | DigiPlex Norway AS |  | Fire Prevention | 2019-05-28 10:41
00846 | LLSB 02/12 | Distribution Board | DigiPlex Norway AS | 02 MOD 08 | DigiPlex Norway AS/02 Level/02 MOD 08 |  | Electrical Distribution | 2019-05-23 10:35
00921 | CCU05 | CCU CW | DigiPlex Norway AS | '-01 PLT 05 | DigiPlex Norway AS/-01 Level/-01 PLT 05 |  | Cooling | 2019-05-28 10:58
00856 | Matrix BMS cabinet G4S-4 | BMS Outstation | DigiPlex Norway AS | 03 Level | DigiPlex Norway AS/03 Level |  | BMS Equipment | 2019-05-23 10:21
00201 | LLCS -01/01 | Distribution Board | DigiPlex Norway AS | '-01 SR AC | DigiPlex Norway AS/-01 Level/-01 SR AC |  | Electrical Distribution | 2019-05-23 10:09 |  | Masterpact
00204 | SB1D - Q02 | Air Circuit Breaker | DigiPlex Norway AS | '-01 SR BD | DigiPlex Norway AS/-01 Level/-01 SR BD |  | Electrical Distribution | 2019-05-23 10:14 |  | Masterpact
00898 | SB2B-2 - Q06 SSIB | Air Circuit Breaker | DigiPlex Norway AS | POD PLT 03 | DigiPlex Norway AS/DNAS External Areas/Plant PODs/POD PLT 03 |  | Electrical Distribution | 2019-05-23 10:10
00015 | CCU02 | CCU CW | DigiPlex Norway AS | '-01 MOD 02.1 | DigiPlex Norway AS/-01 Level/-01 MOD 02/-01 MOD 02.1 |  | Cooling | 2019-05-23 10:09 |  | Hiross
01301 | CCTV | CCTV | DigiPlex Norway AS | Reception | DigiPlex Norway AS/00 Level/Reception |  | Security System | 2019-05-23 10:10
00877 | METR-01/20B | Distribution Board | DigiPlex Norway AS | '-01 MOD 02.2 | DigiPlex Norway AS/-01 Level/-01 MOD 02/-01 MOD 02.2 |  | Electrical Distribution | 2019-05-23 10:11
00512 | Battery circuit breaker F1.5 | Battery Circuit Breaker | DigiPlex Norway AS | POD PLT 10, F Batt Room | DigiPlex Norway AS/DNAS External Areas/Plant PODs/POD PLT 10, F Batt Room |  | UPS | 2019-05-23 10:10
00388 | LLSB 02/13 | Distribution Board | DigiPlex Norway AS | 02 MOD 01.1 | DigiPlex Norway AS/02 Level/02 MOD 01/02 MOD 01.1 |  | Electrical Distribution | 2019-05-23 10:35 |  | Legrand
00987 | Diesel Generator 5 (E/F) | Diesel Generator | DigiPlex Norway AS | POD Apron | DigiPlex Norway AS/DNAS External Areas/POD Apron |  | Power Generator | 2019-08-07 12:35 |  | Stamford
Temp 00STR02 | LLSB. Gammelt skap ved sluse | Distribution Board | DigiPlex Norway AS | 00 STR 02 | DigiPlex Norway AS/00 Level/00 STR 02 |  | Electrical Distribution | 2019-05-23 10:35
00298 | PDU 00/03 - Q03 - B Main Switch | Compact Circuit Breaker | DigiPlex Norway AS | 00 MOD 03 | DigiPlex Norway AS/00 Level/00 MOD 03 |  | Electrical Distribution | 2019-05-23 10:14 |  | Masterpact
00595 to 597,599,630 | UPS System E String | UPS Static | DigiPlex Norway AS | POD PLT 06 (POD E) | DigiPlex Norway AS/DNAS External Areas/Plant PODs/POD PLT 06 (POD E) |  | UPS | 2019-05-23 10:14
00187 | SB1A - Q06 | Air Circuit Breaker | DigiPlex Norway AS | '-01 SR AC | DigiPlex Norway AS/-01 Level/-01 SR AC |  | Electrical Distribution | 2019-05-23 10:35 |  | Masterpact
00456 | LLSB 02/16 | Distribution Board | DigiPlex Norway AS | 02 MOD 04 | DigiPlex Norway AS/02 Level/02 MOD 04 |  | Electrical Distribution | 2019-05-23 10:35
00938 | SB2A-1 | Switchboard | DigiPlex Norway AS | POD PLT 04 | DigiPlex Norway AS/DNAS External Areas/Plant PODs/POD PLT 04 |  | Electrical Distribution | 2019-08-07 12:41 |  | ELCOR
00878 | METR-01/21A | Distribution Board | DigiPlex Norway AS | '-01 MOD 02.3 | DigiPlex Norway AS/-01 Level/-01 MOD 02/-01 MOD 02.3 |  | Electrical Distribution | 2019-05-23 10:10
00397 | METR02/37C4 | Distribution Board | DigiPlex Norway AS | 02 MOD 01.3 | DigiPlex Norway AS/02 Level/02 MOD 01/02 MOD 01.3 |  | Electrical Distribution | 2019-05-23 10:11
00131 | VESDA | Aspiration | DigiPlex Norway AS | '-01 MOD 07.1 | DigiPlex Norway AS/-01 Level/-01 MOD 07/-01 MOD 07.1 |  | Fire Alarm | 2019-05-28 10:48 |  | Eltek
00749 | CCU06 | CCU CW | DigiPlex Norway AS | 02 MOD 05.4 | DigiPlex Norway AS/02 Level/02 MOD 05/02 MOD 05.4 |  | Cooling | 2019-05-28 10:56 |  | Liebert
00760 | UPS 02/01 D1 | UPS Rotary | DigiPlex Norway AS | 02 MOD 05.1 | DigiPlex Norway AS/02 Level/02 MOD 05/02 MOD 05.1 |  | UPS | 2019-05-23 10:09
00190 | SB1A - Q03 | Air Circuit Breaker | DigiPlex Norway AS | '-01 SR AC | DigiPlex Norway AS/-01 Level/-01 SR AC |  | Electrical Distribution | 2019-05-23 10:35 |  | Masterpact
01321 | BAT E1.2.2 | Battery String | DigiPlex Norway AS | POD PLT 09, E Batt Room | DigiPlex Norway AS/DNAS External Areas/Plant PODs/POD PLT 09, E Batt Room |  | UPS | 2019-05-23 10:15
00715-F06 | LLSB 02/04, Emergency light circuit F06 | Emergency Lighting | DigiPlex Norway AS | 02 MOD 06.3 | DigiPlex Norway AS/02 Level/02 MOD 06/02 MOD 06.3 |  | Lighting | 2019-05-23 10:35
00311 | Fire supression system | Fire Panel | DigiPlex Norway AS | 00 COR 02 | DigiPlex Norway AS/00 Level/00 COR 02 |  | Fire Alarm | 2019-05-23 10:19 |  | Eltek
00750 | UPS 02/02 D2 | UPS Rotary | DigiPlex Norway AS | 02 MOD 05.4 | DigiPlex Norway AS/02 Level/02 MOD 05/02 MOD 05.4 |  | UPS | 2019-05-23 10:09
00726 | METR02/07CX | Distribution Board | DigiPlex Norway AS | 02 MOD 07.1 | DigiPlex Norway AS/02 Level/02 MOD 07/02 MOD 07.1 |  | Electrical Distribution | 2019-05-23 10:09
00194 | CSSB1A - Q03 | Air Circuit Breaker | DigiPlex Norway AS | '-01 SR AC | DigiPlex Norway AS/-01 Level/-01 SR AC |  | Electrical Distribution | 2019-05-23 10:34 |  | Masterpact
00916 | CCU02 | CCU CW | DigiPlex Norway AS | POD PLT 03 | DigiPlex Norway AS/DNAS External Areas/Plant PODs/POD PLT 03 |  | Cooling | 2019-05-23 10:15
00149 | GIP D5 GENERATOR INPUT PANEL | Switchboard | DigiPlex Norway AS | '-01 COR 05 | DigiPlex Norway AS/-01 Level/-01 COR 05 |  | Electrical Distribution | 2019-05-23 10:34 |  | Satema
00391 | CCU03 | CCU CW | DigiPlex Norway AS | 02 MOD 01.2 | DigiPlex Norway AS/02 Level/02 MOD 01/02 MOD 01.2 |  | Cooling | 2019-05-28 10:56 |  | Liebert Hiross HPM
00153 | Ancillary board -01/01 | Distribution Board | DigiPlex Norway AS | '-01 COR 05 | DigiPlex Norway AS/-01 Level/-01 COR 05 |  | Electrical Distribution | 2019-05-23 10:34
00560 | METR 04/02DX | Distribution Board | DigiPlex Norway AS | 04 MOD 01.1 | DigiPlex Norway AS/04 Level/04 MOD 01/04 MOD 01.1 |  | Electrical Distribution | 2019-05-23 10:21
00559-F08 | LLSB 04/02, Emergency light circuit F08 | Emergency Lighting | DigiPlex Norway AS | 04 MOD 01.1 | DigiPlex Norway AS/04 Level/04 MOD 01/04 MOD 01.1 |  | Lighting | 2019-05-23 10:35
00960 | BAT A1.7 | Battery String | DigiPlex Norway AS | POD PLT 04 | DigiPlex Norway AS/DNAS External Areas/Plant PODs/POD PLT 04 |  | UPS | 2019-05-23 10:10
00423 | METR 02/50F1.2 | Distribution Board | DigiPlex Norway AS | 02 MOD 03 | DigiPlex Norway AS/02 Level/02 MOD 03 |  | Electrical Distribution | 2019-05-23 10:21
00588 | Q07 SBSB1E | Air Circuit Breaker | DigiPlex Norway AS | POD PLT 06 (POD E) | DigiPlex Norway AS/DNAS External Areas/Plant PODs/POD PLT 06 (POD E) |  | Electrical Distribution | 2019-05-23 10:14 |  | Masterpact
00038 | BMS OUTSTATION | BMS Outstation | DigiPlex Norway AS | '-01 MOD 02 | DigiPlex Norway AS/-01 Level/-01 MOD 02 |  | BMS Equipment | 2019-05-23 10:14
00666 | Air Intake/Exhaust Louvre 1B | Louvre | DigiPlex Norway AS | POD PLT 02 | DigiPlex Norway AS/DNAS External Areas/Plant PODs/POD PLT 02 |  | Power Generator | 2019-05-28 10:54
00993 | DX CCU2 | CCU DX | DigiPlex Norway AS | 02 MOD 08 | DigiPlex Norway AS/02 Level/02 MOD 08 |  | Cooling | 2019-05-28 10:56
00024 | PDU -01/02 - Q02 Spare | Compact Circuit Breaker | DigiPlex Norway AS | '-01 MOD 02.1 | DigiPlex Norway AS/-01 Level/-01 MOD 02/-01 MOD 02.1 |  | Electrical Distribution | 2019-05-23 10:35 |  | Merlin Gerin
00766 | CCU05 | CCU CW | DigiPlex Norway AS | 02 MOD 06.1 | DigiPlex Norway AS/02 Level/02 MOD 06/02 MOD 06.1 |  | Cooling | 2019-05-23 10:20 |  | Liebert
00369 | BMS OUTSTATION | BMS Outstation | DigiPlex Norway AS | 00 MOD 06.3 | DigiPlex Norway AS/00 Level/00 MOD 06/00 MOD 06.3 |  | BMS Equipment | 2019-05-23 10:09
00255 | CCU03 | CCU CW | DigiPlex Norway AS | 00 MOD 01.3 | DigiPlex Norway AS/00 Level/00 MOD 01/00 MOD 01.3 |  | Cooling | 2019-05-28 10:58
00909 | BAT B1.3 | Battery String | DigiPlex Norway AS | POD PLT 03 | DigiPlex Norway AS/DNAS External Areas/Plant PODs/POD PLT 03 |  | UPS | 2019-05-23 10:21
00593 | LLCS POD/02 | Distribution Board | DigiPlex Norway AS | 04 COR 01 | DigiPlex Norway AS/04 Level/04 COR 01 |  | Electrical Distribution | 2019-05-23 10:21
00091 | MCC -01/02 | Distribution Board | DigiPlex Norway AS | '-01 PLT 01 | DigiPlex Norway AS/-01 Level/-01 PLT 01 |  | Electrical Distribution | 2019-05-23 10:35
00292 | METR00/14B | Distribution Board | DigiPlex Norway AS | 00 MOD 01.4.1 | DigiPlex Norway AS/00 Level/00 MOD 01/00 MOD 01.4/00 MOD 01.4.1 |  | Electrical Distribution | 2019-05-23 10:09
00119 | METR -01/15D5 | Distribution Board | DigiPlex Norway AS | '-01 MOD 07.2 | DigiPlex Norway AS/-01 Level/-01 MOD 07/-01 MOD 07.2 |  | Electrical Distribution | 2019-05-23 10:09 |  | ELECTROMARIN
00398 | CCU07 | CCU CW | DigiPlex Norway AS | 02 MOD 01.4 | DigiPlex Norway AS/02 Level/02 MOD 01/02 MOD 01.4 |  | Cooling | 2019-05-23 10:21 |  | Liebert Hiross HPM
00234 | SB1B - Q Spare | Air Circuit Breaker | DigiPlex Norway AS | '-01 SR BD | DigiPlex Norway AS/-01 Level/-01 SR BD |  | Electrical Distribution | 2019-05-23 10:35 |  | Masterpact
00323-F09 | LLSB 00/09, Emergency light circuit F09 | Emergency Lighting | DigiPlex Norway AS | 00 PLT 01 | DigiPlex Norway AS/00 Level/00 PLT 01 |  | Lighting | 2019-05-23 10:35
00052 | HUM02 | Humidifier | DigiPlex Norway AS | '-01 MOD 04 | DigiPlex Norway AS/-01 Level/-01 MOD 04 |  | Air Conditioning | 2019-05-28 11:03 |  | Nordman
00276 | METR00/20DX | Distribution Board | DigiPlex Norway AS | 00 MOD 01.6 | DigiPlex Norway AS/00 Level/00 MOD 01/00 MOD 01.6 |  | Electrical Distribution | 2019-05-23 10:10
00100 | VESDA | Aspiration | DigiPlex Norway AS | '-01 MOD 06.1 | DigiPlex Norway AS/-01 Level/-01 MOD 06/-01 MOD 06.1 |  | Fire Alarm | 2019-05-28 10:48 |  | Eltek
00886 | METR 03/04D4 | Distribution Board | DigiPlex Norway AS | 03 MOD 01.2 | DigiPlex Norway AS/03 Level/03 MOD 01/03 MOD 01.2 |  | Electrical Distribution | 2019-05-23 10:20
00229 | SB1B - Q01 | Air Circuit Breaker | DigiPlex Norway AS | '-01 SR BD | DigiPlex Norway AS/-01 Level/-01 SR BD |  | Electrical Distribution | 2019-05-23 10:35 |  | Masterpact
00808 | UPS FA FILTERS LEFT | Fresh Air Filter | DigiPlex Norway AS | 04 PLT 03 | DigiPlex Norway AS/04 Level/04 PLT 03 |  | Air Conditioning | 2019-05-23 10:35
01344 | Aspiration Detector 4133 - 03MOD03 | Aspiration | DigiPlex Norway AS | 03 PLT 01 | DigiPlex Norway AS/03 Level/03 PLT 01 |  | Fire Alarm | 2019-05-28 10:49
00263 | CCU03 | CCU CW | DigiPlex Norway AS | 00 MOD 02 | DigiPlex Norway AS/00 Level/00 MOD 02 |  | Cooling | 2019-05-28 10:58
00460 | SBSB2C - Q02 | Compact Circuit Breaker | DigiPlex Norway AS | 02 PLT 03 | DigiPlex Norway AS/02 Level/02 PLT 03 |  | Electrical Distribution | 2019-05-23 10:35 |  | Merlin Gerin
00568 | Split DX unit | DX Unit | DigiPlex Norway AS | POD COR 01 | DigiPlex Norway AS/DNAS External Areas/Plant PODs/POD COR 01 |  | Cooling | 2019-05-28 10:56 |  | Hitecsa
00506 | Battery String BAT F1.1 | Battery String | DigiPlex Norway AS | POD PLT 10, F Batt Room | DigiPlex Norway AS/DNAS External Areas/Plant PODs/POD PLT 10, F Batt Room |  | UPS | 2019-05-23 10:09 |  | Marathon
00064 | MCC -01/03 - Q02 Bus Coupler | Compact Circuit Breaker | DigiPlex Norway AS | '-01 PLT 03 | DigiPlex Norway AS/-01 Level/-01 PLT 03 |  | Electrical Distribution | 2019-05-23 10:35
00663 | Diesel Generator 1B | Diesel Generator | DigiPlex Norway AS | POD PLT 02 | DigiPlex Norway AS/DNAS External Areas/Plant PODs/POD PLT 02 |  | Power Generator | 2019-05-23 10:10
00407 | METR02/43C4 | Distribution Board | DigiPlex Norway AS | 02 MOD 01.6 | DigiPlex Norway AS/02 Level/02 MOD 01/02 MOD 01.6 |  | Electrical Distribution | 2019-05-23 10:09
00493 | Q01 INPUT CSSB1F | Air Circuit Breaker | DigiPlex Norway AS | POD PLT 08 (POD F) | DigiPlex Norway AS/DNAS External Areas/Plant PODs/POD PLT 08 (POD F) |  | Electrical Distribution | 2019-05-23 10:35 |  | Masterpact
00454-F09 | LLSB 02/15, Emergency light circuit F09 | Emergency Lighting | DigiPlex Norway AS | 02 MOD 04 | DigiPlex Norway AS/02 Level/02 MOD 04 |  | Lighting | 2019-10-17 13:07
00422 | CCU02 | CCU CW | DigiPlex Norway AS | 02 MOD 03 | DigiPlex Norway AS/02 Level/02 MOD 03 |  | Cooling | 2019-05-23 10:10 |  | Liebert HPM
00889 | METR -01/18F | Distribution Board | DigiPlex Norway AS | '-01 PLT 02 | DigiPlex Norway AS/-01 Level/-01 PLT 02 |  | Electrical Distribution | 2019-05-23 10:09 |  | ELECTROMARIN
00675 | CCU1B | CCU CW | DigiPlex Norway AS | POD PLT 03 | DigiPlex Norway AS/DNAS External Areas/Plant PODs/POD PLT 03 |  | Cooling | 2019-05-23 10:20 |  | STULZ
00403 | METR02/42C3 | Distribution Board | DigiPlex Norway AS | 02 MOD 01.5 | DigiPlex Norway AS/02 Level/02 MOD 01/02 MOD 01.5 |  | Electrical Distribution | 2019-05-23 10:09
00810 | UPS ROOM EXTRACT FANS | Axial Fan | DigiPlex Norway AS | 04 PLT 03 | DigiPlex Norway AS/04 Level/04 PLT 03 |  | Air Conditioning | 2019-05-23 10:35
00626 | Battery circuit breaker E1.4 | Battery Circuit Breaker | DigiPlex Norway AS | POD PLT 09, E Batt Room | DigiPlex Norway AS/DNAS External Areas/Plant PODs/POD PLT 09, E Batt Room |  | UPS | 2019-05-23 10:10
00777 | Fire panel - System 21 & 22 | Fire Panel | DigiPlex Norway AS | 02 COR 03 | DigiPlex Norway AS/02 Level/02 COR 03 |  | Fire Alarm | 2019-05-23 10:19
00233 | SB1B - Q05 | Air Circuit Breaker | DigiPlex Norway AS | '-01 SR BD | DigiPlex Norway AS/-01 Level/-01 SR BD |  | Electrical Distribution | 2019-05-23 10:15 |  | Masterpact
00518 | Split System | DX Unit | DigiPlex Norway AS | 04 ROOF | DigiPlex Norway AS/04 Level/04 ROOF |  | Cooling | 2019-05-28 10:57 |  | Fujitsu General
00744 | METR02/16D2 | Distribution Board | DigiPlex Norway AS | 02 MOD 05.4 | DigiPlex Norway AS/02 Level/02 MOD 05/02 MOD 05.4 |  | Electrical Distribution | 2019-05-23 10:09
00484 | Q04 SBSB1F | Air Circuit Breaker | DigiPlex Norway AS | POD PLT 08 (POD F) | DigiPlex Norway AS/DNAS External Areas/Plant PODs/POD PLT 08 (POD F) |  | Electrical Distribution | 2019-05-23 10:35 |  | Masterpact
00320 | LLSB 00/12 | Distribution Board | DigiPlex Norway AS | 00 PLT 01 | DigiPlex Norway AS/00 Level/00 PLT 01 |  | Electrical Distribution | 2019-05-23 10:35
00368 | METR00/26F1.2 | Distribution Board | DigiPlex Norway AS | 00 MOD 06.3 | DigiPlex Norway AS/00 Level/00 MOD 06/00 MOD 06.3 |  | Electrical Distribution | 2019-05-23 10:10
00225 | CSSB2B - Q01 | Air Circuit Breaker | DigiPlex Norway AS | '-01 SR BD | DigiPlex Norway AS/-01 Level/-01 SR BD |  | Electrical Distribution | 2019-05-23 10:34 |  | Masterpact
00072 | METR-01/04B | Distribution Board | DigiPlex Norway AS | '-01 MOD 08.4 | DigiPlex Norway AS/-01 Level/-01 MOD 08/-01 MOD 08.4 |  | Electrical Distribution | 2019-05-23 10:10
00116 | Fire alarm and supression panel System 5 | Fire Panel | DigiPlex Norway AS | '-01 COR 04 | DigiPlex Norway AS/-01 Level/-01 COR 04 |  | Fire Alarm | 2019-05-23 10:20 |  | Eltek
00516 | Split unit | DX Unit | DigiPlex Norway AS | 04 ROOF | DigiPlex Norway AS/04 Level/04 ROOF |  | Cooling | 2019-05-28 10:58 |  | Hitecsa
00415 | CCU01 | CCU CW | DigiPlex Norway AS | 02 MOD 02 | DigiPlex Norway AS/02 Level/02 MOD 02 |  | Cooling | 2019-05-28 10:56 |  | Liebert HPM
00316-F31 | LLSB 00/04, Emergency light circuit F31 | Emergency Lighting | DigiPlex Norway AS | 00 PLT 01 | DigiPlex Norway AS/00 Level/00 PLT 01 |  | Lighting | 2019-05-23 10:35
00244 | CCU01 | CCU CW | DigiPlex Norway AS | 00 MOD 01.1 | DigiPlex Norway AS/00 Level/00 MOD 01/00 MOD 01.1 |  | Cooling | 2019-05-23 10:21
00940 | SB2A-1 - Q02 | Air Circuit Breaker | DigiPlex Norway AS | POD PLT 04 | DigiPlex Norway AS/DNAS External Areas/Plant PODs/POD PLT 04 |  | Electrical Distribution | 2019-05-23 10:15
01351 | LLSB 03/08 | Distribution Board | DigiPlex Norway AS | 03 PLT 01 | DigiPlex Norway AS/03 Level/03 PLT 01 |  | Electrical Distribution | 2019-08-07 12:20
00548 | MMU3 UPS 04/02 CY | UPS Rotary | DigiPlex Norway AS | 04 PLT 02 | DigiPlex Norway AS/04 Level/04 PLT 02 |  | UPS | 2019-05-23 10:20 |  | Active Power
00450 | METR 02/33E1.2 | Distribution Board | DigiPlex Norway AS | 02 MOD 04 | DigiPlex Norway AS/02 Level/02 MOD 04 |  | Electrical Distribution | 2019-05-23 10:20
TEMPstrain | Strainer Chilled Water | Strainer | DigiPlex Norway AS | POD PLT 01 | DigiPlex Norway AS/DNAS External Areas/Plant PODs/POD PLT 01 |  | Cooling Distribution | 2019-07-01 11:42
00735 | Fire panel | Fire Panel | DigiPlex Norway AS | 02 COR 01 | DigiPlex Norway AS/02 Level/02 COR 01 |  | Fire Alarm | 2019-05-23 10:15
00955 | BAT A1.2 | Battery String | DigiPlex Norway AS | POD PLT 04 | DigiPlex Norway AS/DNAS External Areas/Plant PODs/POD PLT 04 |  | UPS | 2019-05-23 10:15
00780-16F1 | LLSB 03/01, Emergency light circuit 16F1 | Emergency Lighting | DigiPlex Norway AS | 03 Level | DigiPlex Norway AS/03 Level |  | Lighting | 2019-05-23 10:35
00865 | METR00/28B | Distribution Board | DigiPlex Norway AS | 00 MOD 04.1 | DigiPlex Norway AS/00 Level/00 MOD 04/00 MOD 04.1 |  | Electrical Distribution | 2019-05-23 10:10
00698 | Extract fan 1A | Axial Fan | DigiPlex Norway AS | POD PLT 05 | DigiPlex Norway AS/DNAS External Areas/Plant PODs/POD PLT 05 |  | Air Conditioning | 2019-05-23 10:34
00829 | METR 03/06D4 | Distribution Board | DigiPlex Norway AS | 03 MOD 01.3 | DigiPlex Norway AS/03 Level/03 MOD 01/03 MOD 01.3 |  | Electrical Distribution | 2019-05-23 10:10
00087-F04 | LLSB -01/06, Emergency light circuit F04 | Emergency Lighting | DigiPlex Norway AS | '-01 PLT 01 | DigiPlex Norway AS/-01 Level/-01 PLT 01 |  | Lighting | 2019-10-17 12:45 |  | Satema AS
00617 | Q18 CSSB1E | Air Circuit Breaker | DigiPlex Norway AS | POD PLT 06 (POD E) | DigiPlex Norway AS/DNAS External Areas/Plant PODs/POD PLT 06 (POD E) |  | Electrical Distribution | 2019-05-23 10:35 |  | Masterpact
00678 | CCU3B | CCU CW | DigiPlex Norway AS | POD PLT 03 | DigiPlex Norway AS/DNAS External Areas/Plant PODs/POD PLT 03 |  | Cooling | 2019-05-23 10:13 |  | STULZ
00303 | MCC 00/03 - Q01 Main Switch | Compact Circuit Breaker | DigiPlex Norway AS | 00 MOD 03 | DigiPlex Norway AS/00 Level/00 MOD 03 |  | Electrical Distribution | 2019-05-23 10:35
00111-Q8 | LLSB -01/07, Emergency light circuit Q8 | Emergency Lighting | DigiPlex Norway AS | '-01 MOD 05 | DigiPlex Norway AS/-01 Level/-01 MOD 05 |  | Lighting | 2019-05-23 10:35 |  | Satema AS
00742 | LLSB 02/02 | Distribution Board | DigiPlex Norway AS | 02 PLT 01 | DigiPlex Norway AS/02 Level/02 PLT 01 |  | Electrical Distribution | 2019-05-23 10:35
00011 | CCU01 | CCU CW | DigiPlex Norway AS | '-01 MOD 02.1 | DigiPlex Norway AS/-01 Level/-01 MOD 02/-01 MOD 02.1 |  | Cooling | 2019-05-23 10:14 |  | Hiross
01331 | BAT F1.1.1 | Battery String | DigiPlex Norway AS | POD PLT 10, F Batt Room | DigiPlex Norway AS/DNAS External Areas/Plant PODs/POD PLT 10, F Batt Room |  | UPS | 2019-05-23 10:20
00949 | SB2A-2 - Q03 | Air Circuit Breaker | DigiPlex Norway AS | POD PLT 04 | DigiPlex Norway AS/DNAS External Areas/Plant PODs/POD PLT 04 |  | Electrical Distribution | 2019-05-23 10:15
00971 | Pump K2 | Pump | DigiPlex Norway AS | POD PLT 01 | DigiPlex Norway AS/DNAS External Areas/Plant PODs/POD PLT 01 |  | Cooling Distribution | 2019-07-01 10:26 |  | KSB Norge AS
00307 | CCU03 | CCU CW | DigiPlex Norway AS | 00 MOD 03 | DigiPlex Norway AS/00 Level/00 MOD 03 |  | Cooling | 2019-05-23 10:19 |  | Hiross
00288 | CCU10 | CCU CW | DigiPlex Norway AS | 00 MOD 01.4 | DigiPlex Norway AS/00 Level/00 MOD 01/00 MOD 01.4 |  | Cooling | 2019-05-28 10:58
00772 | CCU03 | CCU CW | DigiPlex Norway AS | 02 MOD 06.2 | DigiPlex Norway AS/02 Level/02 MOD 06/02 MOD 06.2 |  | Cooling | 2019-05-28 10:56 |  | Liebert
00741-F5 | LLSB 02/01, Emergency light circuit F5 | Emergency Lighting | DigiPlex Norway AS | 02 PLT 01 | DigiPlex Norway AS/02 Level/02 PLT 01 |  | Lighting | 2019-05-23 10:35
00605 | FIRE PANEL | Fire Panel | DigiPlex Norway AS | POD PLT 06 (POD E) | DigiPlex Norway AS/DNAS External Areas/Plant PODs/POD PLT 06 (POD E) |  | Fire Alarm | 2019-05-23 10:19
00908 | BAT B1.2 | Battery String | DigiPlex Norway AS | POD PLT 03 | DigiPlex Norway AS/DNAS External Areas/Plant PODs/POD PLT 03 |  | UPS | 2019-05-23 10:19
01352 | LLSB 03/09 | Distribution Board | DigiPlex Norway AS | 03 PLT 01 | DigiPlex Norway AS/03 Level/03 PLT 01 |  | Electrical Distribution | 2019-08-07 12:21
01332 | BAT F1.1.2 | Battery String | DigiPlex Norway AS | POD PLT 10, F Batt Room | DigiPlex Norway AS/DNAS External Areas/Plant PODs/POD PLT 10, F Batt Room |  | UPS | 2019-05-23 10:14
00272 | MCC 00/02 - Q01 Main Switch | Compact Circuit Breaker | DigiPlex Norway AS | 00 MOD 02 | DigiPlex Norway AS/00 Level/00 MOD 02 |  | Electrical Distribution | 2019-05-23 10:35 |  | Masterpact
00727 | METR02/08CY | Distribution Board | DigiPlex Norway AS | 02 MOD 07.1 | DigiPlex Norway AS/02 Level/02 MOD 07/02 MOD 07.1 |  | Electrical Distribution | 2019-05-23 10:09
00789 | Air Handling unit, Offices ventilation | AHU | DigiPlex Norway AS | 04 ROOF | DigiPlex Norway AS/04 Level/04 ROOF |  | Air Conditioning | 2019-05-23 10:34 |  | SystemAir
Temp EXT PLT 0 BATT | Battery room extract | Axial Fan | DigiPlex Norway AS | POD PLT 10, F Batt Room | DigiPlex Norway AS/DNAS External Areas/Plant PODs/POD PLT 10, F Batt Room |  | Air Conditioning | 2019-05-23 10:34
00141 | CCU02 | CCU DX | DigiPlex Norway AS | '-01 CCR 01A | DigiPlex Norway AS/-01 Level/-01 CCR 01A |  | Cooling | 2019-05-28 10:56
00050 | HUM03 | Humidifier | DigiPlex Norway AS | '-01 MOD 04 | DigiPlex Norway AS/-01 Level/-01 MOD 04 |  | Air Conditioning | 2019-05-28 11:03 |  | Nordman
00203 | SB1D - Q01 | Air Circuit Breaker | DigiPlex Norway AS | '-01 SR BD | DigiPlex Norway AS/-01 Level/-01 SR BD |  | Electrical Distribution | 2019-05-23 10:35 |  | Masterpact
00048 | CCU01 | CCU CW | DigiPlex Norway AS | '-01 MOD 04 | DigiPlex Norway AS/-01 Level/-01 MOD 04 |  | Cooling | 2019-05-23 10:21 |  | Hiross
00458 | SBSB2C | Switchboard | DigiPlex Norway AS | 02 PLT 03 | DigiPlex Norway AS/02 Level/02 PLT 03 |  | Electrical Distribution | 2019-05-23 10:14
00296 | Water Leak Detection | Leak Detection Panel | DigiPlex Norway AS | 00 MOD 03 | DigiPlex Norway AS/00 Level/00 MOD 03 |  | Environment | 2019-05-23 10:14 |  | Raychem
00816 | MMU1 UPS 04/03 DX | UPS Rotary | DigiPlex Norway AS | 04 PLT 03 | DigiPlex Norway AS/04 Level/04 PLT 03 |  | UPS | 2019-05-23 10:15 |  | Active Power
00223 | CSSB1B - Q03 | Air Circuit Breaker | DigiPlex Norway AS | '-01 SR BD | DigiPlex Norway AS/-01 Level/-01 SR BD |  | Electrical Distribution | 2019-05-23 10:34 |  | Masterpact
00642 | Deaerator | Deaerator | DigiPlex Norway AS | POD PLT 01 | DigiPlex Norway AS/DNAS External Areas/Plant PODs/POD PLT 01 |  | Water Treatment | 2019-05-23 10:34 |  | PNEUMATEX
00068 | HUM02 | Humidifier | DigiPlex Norway AS | '-01 MOD 03.1 | DigiPlex Norway AS/-01 Level/-01 MOD 03/-01 MOD 03.1 |  | Air Conditioning | 2019-05-28 11:03 |  | Nordman
00982 | LLSB POD / 04 | Distribution Board | DigiPlex Norway AS | POD PLT 01 | DigiPlex Norway AS/DNAS External Areas/Plant PODs/POD PLT 01 |  | Electrical Distribution | 2019-08-07 12:05
TEMPhose2 | Water Hose Reel 2 | Water Hose Reel | DigiPlex Norway AS | POD Apron | DigiPlex Norway AS/DNAS External Areas/POD Apron |  | Water Supply | 2019-08-07 12:51
00111 | LLSB -01/07 | Distribution Board | DigiPlex Norway AS | '-01 MOD 05 | DigiPlex Norway AS/-01 Level/-01 MOD 05 |  | Electrical Distribution | 2019-05-23 10:35 |  | Hager
00293 | METR00/13A | Distribution Board | DigiPlex Norway AS | 00 MOD 01.4.1 | DigiPlex Norway AS/00 Level/00 MOD 01/00 MOD 01.4/00 MOD 01.4.1 |  | Electrical Distribution | 2019-05-23 10:13
00410 | METR02/46C3 | Distribution Board | DigiPlex Norway AS | 02 MOD 01.7 | DigiPlex Norway AS/02 Level/02 MOD 01/02 MOD 01.7 |  | Electrical Distribution | 2019-05-23 10:09
00294 | HUM05 | Humidifier | DigiPlex Norway AS | 00 MOD 01.4.1 | DigiPlex Norway AS/00 Level/00 MOD 01/00 MOD 01.4/00 MOD 01.4.1 |  | Air Conditioning | 2019-05-28 11:03 |  | Nordman
00150 | GIP D6 GENERATOR INPUT PANEL | Switchboard | DigiPlex Norway AS | '-01 COR 05 | DigiPlex Norway AS/-01 Level/-01 COR 05 |  | Electrical Distribution | 2019-05-23 10:34 |  | Satema
00330 | HUM03 | Humidifier | DigiPlex Norway AS | 00 MOD 04.3 | DigiPlex Norway AS/00 Level/00 MOD 04/00 MOD 04.3 |  | Air Conditioning | 2019-05-28 11:03 |  | Nordman
00592 | Q01 SBSB1E | Air Circuit Breaker | DigiPlex Norway AS | POD PLT 06 (POD E) | DigiPlex Norway AS/DNAS External Areas/Plant PODs/POD PLT 06 (POD E) |  | Electrical Distribution | 2019-05-23 10:35 |  | Masterpact
00231 | SB1B - Q03 | Air Circuit Breaker | DigiPlex Norway AS | '-01 SR BD | DigiPlex Norway AS/-01 Level/-01 SR BD |  | Electrical Distribution | 2019-05-23 10:35 |  | Masterpact
01300 | Access Control System | Access Control System | DigiPlex Norway AS | Reception | DigiPlex Norway AS/00 Level/Reception |  | Security System | 2019-05-23 10:10 |  | JOTEL AS
Temp EXT PLT 05 BATT | Battery room extract | Axial Fan | DigiPlex Norway AS | POD PLT 09, E Batt Room | DigiPlex Norway AS/DNAS External Areas/Plant PODs/POD PLT 09, E Batt Room |  | Air Conditioning | 2019-05-23 10:34
00057 | HUM01 | Humidifier | DigiPlex Norway AS | '-01 MOD 03.4 | DigiPlex Norway AS/-01 Level/-01 MOD 03/-01 MOD 03.4 |  | Air Conditioning | 2019-05-28 11:03 |  | Nordman
00431 | CCU07 | CCU CW | DigiPlex Norway AS | 02 MOD 03 | DigiPlex Norway AS/02 Level/02 MOD 03 |  | Cooling | 2019-05-28 10:57 |  | Liebert HPM
00081 | HUM01 | Humidifier | DigiPlex Norway AS | '-01 MOD 08.2 | DigiPlex Norway AS/-01 Level/-01 MOD 08/-01 MOD 08.2 |  | Air Conditioning | 2019-05-28 11:03 |  | Nordman
00302 | MCC 00/03 - Q03 Main Switch | Compact Circuit Breaker | DigiPlex Norway AS | 00 MOD 03 | DigiPlex Norway AS/00 Level/00 MOD 03 |  | Electrical Distribution | 2019-05-23 10:35
00661 | Air Intake/Exhaust Louvre 1D | Louvre | DigiPlex Norway AS | POD PLT 02 | DigiPlex Norway AS/DNAS External Areas/Plant PODs/POD PLT 02 |  | Power Generator | 2019-05-28 10:54
00207 | SB1D - Q04 | Air Circuit Breaker | DigiPlex Norway AS | '-01 SR BD | DigiPlex Norway AS/-01 Level/-01 SR BD |  | Electrical Distribution | 2019-05-23 10:35 |  | Masterpact
00615 | Q02 CSSB1E | Air Circuit Breaker | DigiPlex Norway AS | POD PLT 06 (POD E) | DigiPlex Norway AS/DNAS External Areas/Plant PODs/POD PLT 06 (POD E) |  | Electrical Distribution | 2019-05-23 10:35 |  | Masterpact
00795 | CCU01 | CCU CW | DigiPlex Norway AS | 03 MOD 01.1 | DigiPlex Norway AS/03 Level/03 MOD 01/03 MOD 01.1 |  | Cooling | 2019-05-28 10:57 |  | Emersson Liebert PCW
00918 | CCU03 | CCU CW | DigiPlex Norway AS | '-01 PLT 06 | DigiPlex Norway AS/-01 Level/-01 PLT 06 |  | Cooling | 2019-05-28 10:58
00306 | CCU02 | CCU CW | DigiPlex Norway AS | 00 MOD 03 | DigiPlex Norway AS/00 Level/00 MOD 03 |  | Cooling | 2019-05-28 10:56 |  | Hiross
00729 | METR02/18CY | Distribution Board | DigiPlex Norway AS | 02 MOD 07.3 | DigiPlex Norway AS/02 Level/02 MOD 07/02 MOD 07.3 |  | Electrical Distribution | 2019-05-23 10:09
00667 | Control panel | BMS Outstation | DigiPlex Norway AS | POD PLT 02 | DigiPlex Norway AS/DNAS External Areas/Plant PODs/POD PLT 02 |  | BMS Equipment | 2019-05-23 10:20
00597 | UPS Module E1.1 | UPS Static | DigiPlex Norway AS | POD PLT 06 (POD E) | DigiPlex Norway AS/DNAS External Areas/Plant PODs/POD PLT 06 (POD E) |  | UPS | 2019-05-23 10:13 |  | APC MGE
00014 | CCU03 | CCU CW | DigiPlex Norway AS | '-01 MOD 02.1 | DigiPlex Norway AS/-01 Level/-01 MOD 02/-01 MOD 02.1 |  | Cooling | 2019-05-28 10:57 |  | Hiross
00411 | METR02/45C4 | Distribution Board | DigiPlex Norway AS | 02 MOD 01.7 | DigiPlex Norway AS/02 Level/02 MOD 01/02 MOD 01.7 |  | Electrical Distribution | 2019-05-23 10:09
00022 | PDU -01/02A | Distribution Board | DigiPlex Norway AS | '-01 MOD 02.1 | DigiPlex Norway AS/-01 Level/-01 MOD 02/-01 MOD 02.1 |  | Electrical Distribution | 2019-05-23 10:21
00821 | MMU2 UPS 04/04 DY | UPS Rotary | DigiPlex Norway AS | 04 PLT 03 | DigiPlex Norway AS/04 Level/04 PLT 03 |  | UPS | 2019-05-23 10:20 |  | Active Power
00539 | UPS 04/01 CX Main cabinet | UPS Rotary | DigiPlex Norway AS | 04 PLT 02 | DigiPlex Norway AS/04 Level/04 PLT 02 |  | UPS | 2019-05-23 10:09 |  | Active Power
00316-F02 | LLSB 00/04, Emergency light circuit F02 | Emergency Lighting | DigiPlex Norway AS | 00 PLT 01 | DigiPlex Norway AS/00 Level/00 PLT 01 |  | Lighting | 2019-05-23 10:35
00446 | METR 02/36F1.2 | Distribution Board | DigiPlex Norway AS | 02 MOD 04 | DigiPlex Norway AS/02 Level/02 MOD 04 |  | Electrical Distribution | 2019-05-23 10:21
00609 | Q24 CSSB1E | Air Circuit Breaker | DigiPlex Norway AS | POD PLT 06 (POD E) | DigiPlex Norway AS/DNAS External Areas/Plant PODs/POD PLT 06 (POD E) |  | Electrical Distribution | 2019-05-23 10:35 |  | Masterpact
01319 | BAT E1.1.2 | Battery String | DigiPlex Norway AS | POD PLT 09, E Batt Room | DigiPlex Norway AS/DNAS External Areas/Plant PODs/POD PLT 09, E Batt Room |  | UPS | 2019-05-23 10:21
00697 | Extract fan 1C | Axial Fan | DigiPlex Norway AS | POD PLT 05 | DigiPlex Norway AS/DNAS External Areas/Plant PODs/POD PLT 05 |  | Air Conditioning | 2019-05-23 10:34
00557-F08 | LLSB 04/03, Emergency light circuit F08 | Emergency Lighting | DigiPlex Norway AS | 04 MOD 01.1 | DigiPlex Norway AS/04 Level/04 MOD 01/04 MOD 01.1 |  | Lighting | 2019-05-23 10:35
00881 | METR-01/28B | Distribution Board | DigiPlex Norway AS | '-01 MOD 06.3 | DigiPlex Norway AS/-01 Level/-01 MOD 06/-01 MOD 06.3 |  | Electrical Distribution | 2019-05-23 10:13
00725 | CCU01 | CCU CW | DigiPlex Norway AS | 02 MOD 07.1 | DigiPlex Norway AS/02 Level/02 MOD 07/02 MOD 07.1 |  | Cooling | 2019-05-23 10:10
00404 | METR02/41C4 | Distribution Board | DigiPlex Norway AS | 02 MOD 01.5 | DigiPlex Norway AS/02 Level/02 MOD 01/02 MOD 01.5 |  | Electrical Distribution | 2019-05-23 10:09
00172 | SBSB1A | Switchboard | DigiPlex Norway AS | '-01 SR AC | DigiPlex Norway AS/-01 Level/-01 SR AC |  | Electrical Distribution | 2019-05-23 10:35 |  | E&I Engineering
00326 | MCC 00/01 | Distribution Board | DigiPlex Norway AS | 00 PLT 01 | DigiPlex Norway AS/00 Level/00 PLT 01 |  | Electrical Distribution | 2019-05-23 10:35
00688 | ACB GOP POD/1C | Air Circuit Breaker | DigiPlex Norway AS | POD PLT 04 | DigiPlex Norway AS/DNAS External Areas/Plant PODs/POD PLT 04 |  | Electrical Distribution | 2019-05-23 10:10
00061 | 48v Supply -01/02 | Distribution Board | DigiPlex Norway AS | '-01 PLT 03 | DigiPlex Norway AS/-01 Level/-01 PLT 03 |  | Electrical Distribution | 2019-05-23 10:13 |  | ELETEC
TEMP Workshop Power | DB Workshop Power Supply | Fire Power Supply | DigiPlex Norway AS | '-01 Shelter | DigiPlex Norway AS/-01 Level/-01 Shelter |  | Fire Prevention | 2019-05-28 10:40 |  | Coso
00988 | Loadbank Connection E | Distribution Board | DigiPlex Norway AS | POD Apron | DigiPlex Norway AS/DNAS External Areas/POD Apron |  | Electrical Distribution | 2019-08-07 12:15
00421 | CCU01 | CCU CW | DigiPlex Norway AS | 02 MOD 03 | DigiPlex Norway AS/02 Level/02 MOD 03 |  | Cooling | 2019-05-23 10:11 |  | Liebert HPM
00964 | GCPA | Generator Controller | DigiPlex Norway AS | POD PLT 05 | DigiPlex Norway AS/DNAS External Areas/Plant PODs/POD PLT 05 |  | Power Generator | 2019-08-07 12:36
00005 | Fire alarm argonite system 07 | Fire Panel | DigiPlex Norway AS | '-01 COR 02 | DigiPlex Norway AS/-01 Level/-01 COR 02 |  | Fire Alarm | 2019-08-07 12:28 |  | Eltek
00106 | METR -01/11A | Distribution Board | DigiPlex Norway AS | '-01 MOD 06.2 | DigiPlex Norway AS/-01 Level/-01 MOD 06/-01 MOD 06.2 |  | Electrical Distribution | 2019-05-23 10:09
00946 | SB2A-2 - Q04 MBB | Air Circuit Breaker | DigiPlex Norway AS | POD PLT 04 | DigiPlex Norway AS/DNAS External Areas/Plant PODs/POD PLT 04 |  | Electrical Distribution | 2019-05-23 10:19
01353 | LLSB 03/10 | Distribution Board | DigiPlex Norway AS | 03 PLT 01 | DigiPlex Norway AS/03 Level/03 PLT 01 |  | Electrical Distribution | 2019-08-07 12:21
00781 | LLSB 03/06 | Distribution Board | DigiPlex Norway AS | 03 OFF 02 | DigiPlex Norway AS/03 Level/03 OFF 02 |  | Electrical Distribution | 2019-05-23 10:35
00983 | Pressurisation Unit | Pressurisation Unit | DigiPlex Norway AS | POD PLT 01 | DigiPlex Norway AS/DNAS External Areas/Plant PODs/POD PLT 01 |  | Water Treatment | 2019-07-01 10:30
00472 | Uniflair Chiller D | Chiller | DigiPlex Norway AS | POD Mezzanin deck | DigiPlex Norway AS/DNAS External Areas/POD Mezzanin deck |  | Cooling Production | 2019-05-23 10:35 |  | UNIFLAIR
00574 | Q04 Gen 1 GOP EF | Air Circuit Breaker | DigiPlex Norway AS | POD PLT 07 | DigiPlex Norway AS/DNAS External Areas/Plant PODs/POD PLT 07 |  | Electrical Distribution | 2019-05-23 10:35 |  | Masterpact
00045 | MCC -01/01 - Q03 Main Switch | Compact Circuit Breaker | DigiPlex Norway AS | '-01 MOD 01.2 | DigiPlex Norway AS/-01 Level/-01 MOD 01/-01 MOD 01.2 |  | Electrical Distribution | 2019-05-23 10:35
00214 | BD J not labled | Air Circuit Breaker | DigiPlex Norway AS | '-01 SR BD | DigiPlex Norway AS/-01 Level/-01 SR BD |  | Electrical Distribution | 2019-05-23 10:13 |  | Satema
00830 | METR 03/05D3 | Distribution Board | DigiPlex Norway AS | 03 MOD 01.3 | DigiPlex Norway AS/03 Level/03 MOD 01/03 MOD 01.3 |  | Electrical Distribution | 2019-05-23 10:10
00896 | SB2B-2 | Switchboard | DigiPlex Norway AS | POD PLT 03 | DigiPlex Norway AS/DNAS External Areas/Plant PODs/POD PLT 03 |  | Electrical Distribution | 2019-08-07 12:40 |  | ELCOR
00282 | PDU00/07CY | Distribution Board | DigiPlex Norway AS | 00 MOD 01.5 | DigiPlex Norway AS/00 Level/00 MOD 01/00 MOD 01.5 |  | Electrical Distribution | 2019-05-23 10:21 |  | ELECTROMARIN
00543 | UPS 04/02 IOC CY | UPS Rotary | DigiPlex Norway AS | 04 PLT 02 | DigiPlex Norway AS/04 Level/04 PLT 02 |  | UPS | 2019-05-23 10:21 |  | Active Power
00701 | Air Intake/Exhaust Louvre 1C | Louvre | DigiPlex Norway AS | POD PLT 05 | DigiPlex Norway AS/DNAS External Areas/Plant PODs/POD PLT 05 |  | Power Generator | 2019-05-28 10:54
00424 | LLSB 02/17 | Distribution Board | DigiPlex Norway AS | 02 MOD 03 | DigiPlex Norway AS/02 Level/02 MOD 03 |  | Electrical Distribution | 2019-05-23 10:35
00925 | CCU01 | CCU CW | DigiPlex Norway AS | '-01 MOD 09 | DigiPlex Norway AS/-01 Level/-01 MOD 09 |  | Cooling | 2019-05-28 10:56
00283 | PDU00/06DY | Distribution Board | DigiPlex Norway AS | 00 MOD 01.5 | DigiPlex Norway AS/00 Level/00 MOD 01/00 MOD 01.5 |  | Electrical Distribution | 2019-05-23 10:21 |  | ELECTROMARIN
00753 | METR02/13CY | Distribution Board | DigiPlex Norway AS | 02 MOD 05.3 | DigiPlex Norway AS/02 Level/02 MOD 05/02 MOD 05.3 |  | Electrical Distribution | 2019-05-23 10:10
00961 | BAT A1.8 | Battery String | DigiPlex Norway AS | POD PLT 04 | DigiPlex Norway AS/DNAS External Areas/Plant PODs/POD PLT 04 |  | UPS | 2019-05-23 10:10
00693 | Fuel System Diesel Gen 1C | Fuel Tank | DigiPlex Norway AS | POD PLT 05 | DigiPlex Norway AS/DNAS External Areas/Plant PODs/POD PLT 05 |  | Power Generator | 2019-05-23 10:11
00418 | VESDA | Aspiration | DigiPlex Norway AS | 02 MOD 02 | DigiPlex Norway AS/02 Level/02 MOD 02 |  | Fire Alarm | 2019-05-28 10:48 |  | Eltek
00523 | Split System | DX Unit | DigiPlex Norway AS | 04 ROOF | DigiPlex Norway AS/04 Level/04 ROOF |  | Cooling | 2019-05-28 10:56 |  | TQC
00989 | Loadbank Connection F | Distribution Board | DigiPlex Norway AS | POD Apron | DigiPlex Norway AS/DNAS External Areas/POD Apron |  | Electrical Distribution | 2019-08-07 12:15
00384 | METR02/24F1.2 | Distribution Board | DigiPlex Norway AS | 02 MOD 01.1 | DigiPlex Norway AS/02 Level/02 MOD 01/02 MOD 01.1 |  | Electrical Distribution | 2019-05-23 10:14 |  | ELECTROMARIN
00206 | SB1D - Q05 | Air Circuit Breaker | DigiPlex Norway AS | '-01 SR BD | DigiPlex Norway AS/-01 Level/-01 SR BD |  | Electrical Distribution | 2019-05-23 10:35 |  | Masterpact
00612 | Q06 CSSB1E | Air Circuit Breaker | DigiPlex Norway AS | POD PLT 06 (POD E) | DigiPlex Norway AS/DNAS External Areas/Plant PODs/POD PLT 06 (POD E) |  | Electrical Distribution | 2019-05-23 10:35 |  | Masterpact
00300 | PDU 00/03A | Distribution Board | DigiPlex Norway AS | 00 MOD 03 | DigiPlex Norway AS/00 Level/00 MOD 03 |  | Electrical Distribution | 2019-05-23 10:09
01353-F02 | LLSB 03/10, Emergency light circuit F02 | Emergency Lighting | DigiPlex Norway AS | 03 PLT 01 | DigiPlex Norway AS/03 Level/03 PLT 01 |  | Lighting | 2019-10-17 13:05
00389 | METR02/23E1.2 | Distribution Board | DigiPlex Norway AS | 02 MOD 01.1 | DigiPlex Norway AS/02 Level/02 MOD 01/02 MOD 01.1 |  | Electrical Distribution | 2019-05-23 10:19
00401 | CCU09 | CCU CW | DigiPlex Norway AS | 02 MOD 01.5 | DigiPlex Norway AS/02 Level/02 MOD 01/02 MOD 01.5 |  | Cooling | 2019-05-23 10:21 |  | Liebert Hiross HPM
TMP SB1E | E string main switch | Air Circuit Breaker | DigiPlex Norway AS | DNAS External Areas | DigiPlex Norway AS/DNAS External Areas |  | Electrical Distribution | 2019-05-23 10:34 |  | MG
00086-F16 | LLSB -01/08, Emergency light circuit F16 | Emergency Lighting | DigiPlex Norway AS | '-01 PLT 01 | DigiPlex Norway AS/-01 Level/-01 PLT 01 |  | Lighting | 2019-05-23 10:35 |  | Satema AS
00136 | HUM03 | Humidifier | DigiPlex Norway AS | '-01 MOD 01.1 | DigiPlex Norway AS/-01 Level/-01 MOD 01/-01 MOD 01.1 |  | Air Conditioning | 2019-05-28 11:03 |  | Nordman
00608 | Q25 CSSB1E | Air Circuit Breaker | DigiPlex Norway AS | POD PLT 06 (POD E) | DigiPlex Norway AS/DNAS External Areas/Plant PODs/POD PLT 06 (POD E) |  | Electrical Distribution | 2019-05-23 10:11 |  | Masterpact
00424-F9 | LLSB 02/17, Emergency light circuit F9 | Emergency Lighting | DigiPlex Norway AS | 02 MOD 03 | DigiPlex Norway AS/02 Level/02 MOD 03 |  | Lighting | 2019-05-23 10:35
00146 | LLCS -01/06 | Distribution Board | DigiPlex Norway AS | '-01 CCR 01B | DigiPlex Norway AS/-01 Level/-01 CCR 01B |  | Electrical Distribution | 2019-05-23 10:21 |  | El-tavle
00290 | METR00/02A | Distribution Board | DigiPlex Norway AS | 00 MOD 01.4.3 | DigiPlex Norway AS/00 Level/00 MOD 01/00 MOD 01.4/00 MOD 01.4.3 |  | Electrical Distribution | 2019-05-23 10:15
00558 | Control panel | BMS Outstation | DigiPlex Norway AS | 04 MOD 01.1 | DigiPlex Norway AS/04 Level/04 MOD 01/04 MOD 01.1 |  | BMS Equipment | 2019-05-23 10:20
00677 | UPS Piller B | UPS Static | DigiPlex Norway AS | POD PLT 03 | DigiPlex Norway AS/DNAS External Areas/Plant PODs/POD PLT 03 |  | UPS | 2019-05-23 10:21 |  | Pillar
00521 | Split DX | DX Unit | DigiPlex Norway AS | 04 ROOF | DigiPlex Norway AS/04 Level/04 ROOF |  | Cooling | 2019-05-28 10:58 |  | Hitecsa
00977 | Pump K5 | Pump | DigiPlex Norway AS | POD PLT 01 | DigiPlex Norway AS/DNAS External Areas/Plant PODs/POD PLT 01 |  | Cooling Distribution | 2019-07-01 10:28 |  | KSB Norge AS
00686 | VESDA | Aspiration | DigiPlex Norway AS | POD PLT 04 | DigiPlex Norway AS/DNAS External Areas/Plant PODs/POD PLT 04 |  | Fire Alarm | 2019-05-28 10:49 |  | Eltek
00408 | CCU14 | CCU CW | DigiPlex Norway AS | 02 MOD 01.7 | DigiPlex Norway AS/02 Level/02 MOD 01/02 MOD 01.7 |  | Cooling | 2019-05-23 10:20 |  | Liebert Hiross HPM
00020 | LLSB -01/05 | Distribution Board | DigiPlex Norway AS | '-01 MOD 02.2 | DigiPlex Norway AS/-01 Level/-01 MOD 02/-01 MOD 02.2 |  | Electrical Distribution | 2019-05-23 10:35
00708 | Extract fan 1D | Axial Fan | DigiPlex Norway AS | POD PLT 02 | DigiPlex Norway AS/DNAS External Areas/Plant PODs/POD PLT 02 |  | Air Conditioning | 2019-05-23 10:34
00318 | LLSB 00/08 | Distribution Board | DigiPlex Norway AS | 00 PLT 01 | DigiPlex Norway AS/00 Level/00 PLT 01 |  | Electrical Distribution | 2019-05-23 10:35
00864 | Man trap | Mantrap | DigiPlex Norway AS | Reception | DigiPlex Norway AS/00 Level/Reception |  | Physical Security | 2019-05-23 10:35
00783 | LLSB 03/04 | Distribution Board | DigiPlex Norway AS | 03 OFF 02 | DigiPlex Norway AS/03 Level/03 OFF 02 |  | Electrical Distribution | 2019-05-23 10:35
00021 | LLSB -01/04 | Distribution Board | DigiPlex Norway AS | '-01 MOD 02.2 | DigiPlex Norway AS/-01 Level/-01 MOD 02/-01 MOD 02.2 |  | Electrical Distribution | 2019-05-23 10:35
00491 | Q02 SBSB1F | Air Circuit Breaker | DigiPlex Norway AS | POD PLT 08 (POD F) | DigiPlex Norway AS/DNAS External Areas/Plant PODs/POD PLT 08 (POD F) |  | Electrical Distribution | 2019-05-23 10:19 |  | Masterpact
00910 | BAT B1.4 | Battery String | DigiPlex Norway AS | POD PLT 03 | DigiPlex Norway AS/DNAS External Areas/Plant PODs/POD PLT 03 |  | UPS | 2019-05-23 10:10
00866 | METR00/29A | Distribution Board | DigiPlex Norway AS | 00 MOD 04.2 | DigiPlex Norway AS/00 Level/00 MOD 04/00 MOD 04.2 |  | Electrical Distribution | 2019-05-23 10:10
00071 | CCU03 | CCU CW | DigiPlex Norway AS | '-01 MOD 08.4 | DigiPlex Norway AS/-01 Level/-01 MOD 08/-01 MOD 08.4 |  | Cooling | 2019-05-28 10:58 |  | Hiross
00935 | METR -01/29C5 | Distribution Board | DigiPlex Norway AS | '-01 PLT 02 | DigiPlex Norway AS/-01 Level/-01 PLT 02 |  | Electrical Distribution | 2019-05-22 06:46
00838 | CCU04 | CCU CW | DigiPlex Norway AS | 02 MOD 01.2 | DigiPlex Norway AS/02 Level/02 MOD 01/02 MOD 01.2 |  | Cooling | 2019-05-23 10:15
00247 | Fire Panel suppression system 04 | Fire Panel | DigiPlex Norway AS | 00 COR 02 | DigiPlex Norway AS/00 Level/00 COR 02 |  | Fire Alarm | 2019-05-23 10:13 |  | Eltek
00513 | Battery circuit breaker F1.4 | Battery Circuit Breaker | DigiPlex Norway AS | POD PLT 10, F Batt Room | DigiPlex Norway AS/DNAS External Areas/Plant PODs/POD PLT 10, F Batt Room |  | UPS | 2019-05-23 10:10
00517 | Split System | DX Unit | DigiPlex Norway AS | 04 ROOF | DigiPlex Norway AS/04 Level/04 ROOF |  | Cooling | 2019-05-28 10:57 |  | Fujitsu General
00348 | CCU07 | CCU CW | DigiPlex Norway AS | 00 MOD 05 | DigiPlex Norway AS/00 Level/00 MOD 05 |  | Cooling | 2019-05-23 10:21
00182 | SB1C - Q03 | Air Circuit Breaker | DigiPlex Norway AS | '-01 SR AC | DigiPlex Norway AS/-01 Level/-01 SR AC |  | Electrical Distribution | 2019-05-23 10:35 |  | Masterpact
00380 | Air Handling Unit (in Alarmstation shelter) | AHU | DigiPlex Norway AS | 03 Level | DigiPlex Norway AS/03 Level |  | Air Conditioning | 2019-05-23 10:34 |  | Compact
00459 | SBSB2C - Q01 | Compact Circuit Breaker | DigiPlex Norway AS | 02 PLT 03 | DigiPlex Norway AS/02 Level/02 PLT 03 |  | Electrical Distribution | 2019-05-23 10:21 |  | Merlin Gerin
00575 | Q06 Gen 3 GOP EF | Air Circuit Breaker | DigiPlex Norway AS | POD PLT 07 | DigiPlex Norway AS/DNAS External Areas/Plant PODs/POD PLT 07 |  | Electrical Distribution | 2019-05-23 10:35 |  | Masterpact
00905 | UPS B1 | UPS Static | DigiPlex Norway AS | POD PLT 03 | DigiPlex Norway AS/DNAS External Areas/Plant PODs/POD PLT 03 |  | UPS | 2019-05-23 10:19 |  | Schneider Electric Norge AS
00466 | FIRE PANEL | Fire Panel | DigiPlex Norway AS | 00 COR 04 | DigiPlex Norway AS/00 Level/00 COR 04 |  | Fire Alarm | 2019-05-23 10:15
00142 | LLCS -01/04 | Distribution Board | DigiPlex Norway AS | '-01 CCR 01A | DigiPlex Norway AS/-01 Level/-01 CCR 01A |  | Electrical Distribution | 2019-05-23 10:21 |  | El-tavle
00183 | SB1C - Q02 | Air Circuit Breaker | DigiPlex Norway AS | '-01 SR AC | DigiPlex Norway AS/-01 Level/-01 SR AC |  | Electrical Distribution | 2019-05-23 10:10 |  | Masterpact
00731 | METR02/17CX | Distribution Board | DigiPlex Norway AS | 02 MOD 07.3 | DigiPlex Norway AS/02 Level/02 MOD 07/02 MOD 07.3 |  | Electrical Distribution | 2019-05-23 10:10
00968 | ATS POD 01 | Distribution Board | DigiPlex Norway AS | POD PLT 01 | DigiPlex Norway AS/DNAS External Areas/Plant PODs/POD PLT 01 |  | Electrical Distribution | 2019-08-07 12:43
00039 | LLSB -01/03 | Distribution Board | DigiPlex Norway AS | '-01 MOD 01.2 | DigiPlex Norway AS/-01 Level/-01 MOD 01/-01 MOD 01.2 |  | Electrical Distribution | 2019-05-23 10:35
00127 | BMS Outstation | BMS Outstation | DigiPlex Norway AS | '-01 MOD 07.2 | DigiPlex Norway AS/-01 Level/-01 MOD 07/-01 MOD 07.2 |  | BMS Equipment | 2019-05-23 10:09
00226 | CSSB2B - Q02 | Air Circuit Breaker | DigiPlex Norway AS | '-01 SR BD | DigiPlex Norway AS/-01 Level/-01 SR BD |  | Electrical Distribution | 2019-05-23 10:34 |  | Masterpact
00096 | CCU02 | CCU CW | DigiPlex Norway AS | '-01 MOD 06.3 | DigiPlex Norway AS/-01 Level/-01 MOD 06/-01 MOD 06.3 |  | Cooling | 2019-05-23 10:10 |  | Hiross
00827 | LLSB 03/07 | Distribution Board | DigiPlex Norway AS | 03 MOD 01.3 | DigiPlex Norway AS/03 Level/03 MOD 01/03 MOD 01.3 |  | Electrical Distribution | 2019-05-23 10:35
00316 | LLSB 00/04 | Distribution Board | DigiPlex Norway AS | 00 PLT 01 | DigiPlex Norway AS/00 Level/00 PLT 01 |  | Electrical Distribution | 2019-05-23 10:35
00586 | Q09 SBSB1E | Air Circuit Breaker | DigiPlex Norway AS | POD PLT 06 (POD E) | DigiPlex Norway AS/DNAS External Areas/Plant PODs/POD PLT 06 (POD E) |  | Electrical Distribution | 2019-05-23 10:10 |  | Masterpact
00221 | CSSB1B - Q01 | Air Circuit Breaker | DigiPlex Norway AS | '-01 SR BD | DigiPlex Norway AS/-01 Level/-01 SR BD |  | Electrical Distribution | 2019-05-23 10:34 |  | Masterpact
00336 | HUM02 | Humidifier | DigiPlex Norway AS | 00 MOD 04.2 | DigiPlex Norway AS/00 Level/00 MOD 04/00 MOD 04.2 |  | Air Conditioning | 2019-05-28 11:03 |  | Nordman
00125 | CCU06 | CCU CW | DigiPlex Norway AS | '-01 MOD 07.2 | DigiPlex Norway AS/-01 Level/-01 MOD 07/-01 MOD 07.2 |  | Cooling | 2019-05-23 10:15 |  | Emerson
00769 | METR02/04CY | Distribution Board | DigiPlex Norway AS | 02 MOD 06.2 | DigiPlex Norway AS/02 Level/02 MOD 06/02 MOD 06.2 |  | Electrical Distribution | 2019-05-23 10:13
00304 | MCC 00/03 | Distribution Board | DigiPlex Norway AS | 00 MOD 03 | DigiPlex Norway AS/00 Level/00 MOD 03 |  | Electrical Distribution | 2019-05-23 10:35
00799 | Diesel Generator 4 (E/F) | Diesel Generator | DigiPlex Norway AS | POD Apron | DigiPlex Norway AS/DNAS External Areas/POD Apron |  | Power Generator | 2019-05-23 10:20 |  | Stamford
00268 | LLSB 00/02 | Distribution Board | DigiPlex Norway AS | 00 MOD 02 | DigiPlex Norway AS/00 Level/00 MOD 02 |  | Electrical Distribution | 2019-05-23 10:35
00758 | CCU04 | CCU CW | DigiPlex Norway AS | 02 MOD 05.2 | DigiPlex Norway AS/02 Level/02 MOD 05/02 MOD 05.2 |  | Cooling | 2019-05-23 10:21 |  | Liebert
00241 | CCU07 | CCU CW | DigiPlex Norway AS | 00 MOD 01.7 | DigiPlex Norway AS/00 Level/00 MOD 01/00 MOD 01.7 |  | Cooling | 2019-05-23 10:21 |  | Liebert
00030 | CCU05 | CCU CW | DigiPlex Norway AS | '-01 MOD 01.2 | DigiPlex Norway AS/-01 Level/-01 MOD 01/-01 MOD 01.2 |  | Cooling | 2019-05-23 10:15 |  | Hiross
00367 | CCU04 | CCU CW | DigiPlex Norway AS | 00 MOD 06.3 | DigiPlex Norway AS/00 Level/00 MOD 06/00 MOD 06.3 |  | Cooling | 2019-05-28 10:57
00572 | GOP EF | Switchboard | DigiPlex Norway AS | POD PLT 07 | DigiPlex Norway AS/DNAS External Areas/Plant PODs/POD PLT 07 |  | Electrical Distribution | 2019-05-23 10:15 |  | Logstrup
00650 | Small pump | Pump | DigiPlex Norway AS | POD PLT 01 | DigiPlex Norway AS/DNAS External Areas/Plant PODs/POD PLT 01 |  | Cooling Distribution | 2019-05-23 10:35
00867 | METR00/30B | Distribution Board | DigiPlex Norway AS | 00 MOD 04.2 | DigiPlex Norway AS/00 Level/00 MOD 04/00 MOD 04.2 |  | Electrical Distribution | 2019-05-23 10:10
00271 | MCC 00/02 | Distribution Board | DigiPlex Norway AS | 00 MOD 02 | DigiPlex Norway AS/00 Level/00 MOD 02 |  | Electrical Distribution | 2019-05-23 10:35
00104 | METR -01/12B | Distribution Board | DigiPlex Norway AS | '-01 MOD 06.2 | DigiPlex Norway AS/-01 Level/-01 MOD 06/-01 MOD 06.2 |  | Electrical Distribution | 2019-05-23 10:09
00923 | METR -01/34B | Distribution Board | DigiPlex Norway AS | '-01 PLT 05 | DigiPlex Norway AS/-01 Level/-01 PLT 05 |  | Electrical Distribution | 2019-08-07 11:58
00062 | MCC -01/03 | Distribution Board | DigiPlex Norway AS | '-01 PLT 03 | DigiPlex Norway AS/-01 Level/-01 PLT 03 |  | Electrical Distribution | 2019-05-23 10:35
00331 | CCU06 | CCU CW | DigiPlex Norway AS | 00 MOD 04.3 | DigiPlex Norway AS/00 Level/00 MOD 04/00 MOD 04.3 |  | Cooling | 2019-05-28 10:56
00705 | Control panel | BMS Outstation | DigiPlex Norway AS | POD PLT 05 | DigiPlex Norway AS/DNAS External Areas/Plant PODs/POD PLT 05 |  | BMS Equipment | 2019-05-23 10:20
01329 | BAT F1.2.1 | Battery String | DigiPlex Norway AS | POD PLT 10, F Batt Room | DigiPlex Norway AS/DNAS External Areas/Plant PODs/POD PLT 10, F Batt Room |  | UPS | 2019-05-23 10:13
00485 | Q09 SBSB1F | Air Circuit Breaker | DigiPlex Norway AS | POD PLT 08 (POD F) | DigiPlex Norway AS/DNAS External Areas/Plant PODs/POD PLT 08 (POD F) |  | Electrical Distribution | 2019-05-23 10:11 |  | Masterpact
00827-F13 | LLSB 03/07, Emergency light circuit F13 | Emergency Lighting | DigiPlex Norway AS | 03 MOD 01.3 | DigiPlex Norway AS/03 Level/03 MOD 01/03 MOD 01.3 |  | Lighting | 2019-05-23 10:35
00823 | CCU09 | CCU CW | DigiPlex Norway AS | '-01 MOD 07.1 | DigiPlex Norway AS/-01 Level/-01 MOD 07/-01 MOD 07.1 |  | Cooling | 2019-05-28 10:58 |  | Emerson
00373 | VESDA | Aspiration | DigiPlex Norway AS | 00 MOD 06.3 | DigiPlex Norway AS/00 Level/00 MOD 06/00 MOD 06.3 |  | Fire Alarm | 2019-05-28 10:48 |  | Eltek
00464 | SBSB2D - Q01 | Compact Circuit Breaker | DigiPlex Norway AS | 02 PLT 02 | DigiPlex Norway AS/02 Level/02 PLT 02 |  | Electrical Distribution | 2019-05-23 10:14 |  | Merlin Gerin
01340 | Fire Alarm Panel 1 (Fire Alarm for 03MOD02) | Fire Panel | DigiPlex Norway AS | 03 PLT 01 | DigiPlex Norway AS/03 Level/03 PLT 01 |  | Fire Alarm | 2019-08-07 12:33
00610 | Q1 CSSB1E | Air Circuit Breaker | DigiPlex Norway AS | POD PLT 06 (POD E) | DigiPlex Norway AS/DNAS External Areas/Plant PODs/POD PLT 06 (POD E) |  | Electrical Distribution | 2019-05-23 10:35 |  | Masterpact
00718 | CCU07 | CCU CW | DigiPlex Norway AS | 02 MOD 06.4 | DigiPlex Norway AS/02 Level/02 MOD 06/02 MOD 06.4 |  | Cooling | 2019-05-28 10:57 |  | Liebert
00438 | CCU04 | CCU CW | DigiPlex Norway AS | 02 MOD 03 | DigiPlex Norway AS/02 Level/02 MOD 03 |  | Cooling | 2019-05-28 10:56 |  | Liebert HPM
00716 | METR02/05CX | Distribution Board | DigiPlex Norway AS | 02 MOD 06.3 | DigiPlex Norway AS/02 Level/02 MOD 06/02 MOD 06.3 |  | Electrical Distribution | 2019-05-23 10:11
00607 | CSSB1E | Switchboard | DigiPlex Norway AS | POD PLT 06 (POD E) | DigiPlex Norway AS/DNAS External Areas/Plant PODs/POD PLT 06 (POD E) |  | Electrical Distribution | 2019-05-23 10:15 |  | Logstrup
00824 | UPS 04/04 DY | UPS Rotary | DigiPlex Norway AS | 04 PLT 03 | DigiPlex Norway AS/04 Level/04 PLT 03 |  | UPS | 2019-05-23 10:20 |  | Active Power
00037 | PDU -01/01B | Distribution Board | DigiPlex Norway AS | '-01 MOD 01.2 | DigiPlex Norway AS/-01 Level/-01 MOD 01/-01 MOD 01.2 |  | Electrical Distribution | 2019-05-23 10:21
00454-F06 | LLSB 02/15, Emergency light circuit F06 | Emergency Lighting | DigiPlex Norway AS | 02 MOD 04 | DigiPlex Norway AS/02 Level/02 MOD 04 |  | Lighting | 2019-05-23 10:35
00855 | AHU for F-UPS room. | AHU | DigiPlex Norway AS | POD PLT 08 (POD F) | DigiPlex Norway AS/DNAS External Areas/Plant PODs/POD PLT 08 (POD F) |  | Air Conditioning | 2019-05-23 10:34
00747 | VESDA | Aspiration | DigiPlex Norway AS | 02 MOD 05.4 | DigiPlex Norway AS/02 Level/02 MOD 05/02 MOD 05.4 |  | Fire Alarm | 2019-05-28 10:48 |  | Eltek
00145 | LLCS -01/05 | Distribution Board | DigiPlex Norway AS | '-01 CCR 01B | DigiPlex Norway AS/-01 Level/-01 CCR 01B |  | Electrical Distribution | 2019-05-23 10:21 |  | El-tavle
00532 | Inverter control VFD SUPPLY SOUTH | VFD | DigiPlex Norway AS | 04 PLT 01 | DigiPlex Norway AS/04 Level/04 PLT 01 |  | Power Control | 2019-05-23 10:35 |  | Danfoss
00078 | CCU02 | CCU CW | DigiPlex Norway AS | '-01 MOD 08.2 | DigiPlex Norway AS/-01 Level/-01 MOD 08/-01 MOD 08.2 |  | Cooling | 2019-05-23 10:10 |  | Hiross
00730 | CCU03 | CCU CW | DigiPlex Norway AS | 02 MOD 07.3 | DigiPlex Norway AS/02 Level/02 MOD 07/02 MOD 07.3 |  | Cooling | 2019-05-23 10:13
00432 | METR 02/51E1.2 | Distribution Board | DigiPlex Norway AS | 02 MOD 03 | DigiPlex Norway AS/02 Level/02 MOD 03 |  | Electrical Distribution | 2019-05-23 10:21
00962 | LLSB POD 04 | Distribution Board | DigiPlex Norway AS | POD PLT 04 | DigiPlex Norway AS/DNAS External Areas/Plant PODs/POD PLT 04 |  | Electrical Distribution | 2019-08-07 12:00
00031 | CCU04 | CCU CW | DigiPlex Norway AS | '-01 MOD 01.2 | DigiPlex Norway AS/-01 Level/-01 MOD 01/-01 MOD 01.2 |  | Cooling | 2019-05-28 10:56 |  | Hiross
00160 | Inverter control VFD | VFD | DigiPlex Norway AS | '-01 COR 05 | DigiPlex Norway AS/-01 Level/-01 COR 05 |  | Power Control | 2019-05-23 10:35 |  | Danfoss
00535 | Hum for FA supply | Humidifier | DigiPlex Norway AS | 04 PLT 01 | DigiPlex Norway AS/04 Level/04 PLT 01 |  | Air Conditioning | 2019-05-28 11:03 |  | HygroMatic
00188 | SB1A - Q05 | Air Circuit Breaker | DigiPlex Norway AS | '-01 SR AC | DigiPlex Norway AS/-01 Level/-01 SR AC |  | Electrical Distribution | 2019-05-23 10:35 |  | Masterpact
00819 | UPS 04/04 IOC DY with ATS | UPS Rotary | DigiPlex Norway AS | 04 PLT 03 | DigiPlex Norway AS/04 Level/04 PLT 03 |  | UPS | 2019-05-23 10:20 |  | Active Power
00445 | CCU07 | CCU CW | DigiPlex Norway AS | 02 MOD 04 | DigiPlex Norway AS/02 Level/02 MOD 04 |  | Cooling | 2019-05-23 10:21 |  | Liebert HPM
00510 | Battery circuit breaker F1.2 | Battery Circuit Breaker | DigiPlex Norway AS | POD PLT 10, F Batt Room | DigiPlex Norway AS/DNAS External Areas/Plant PODs/POD PLT 10, F Batt Room |  | UPS | 2019-05-23 10:10
00042 | PDU -01/01 - Q01 - A Main Switch | Compact Circuit Breaker | DigiPlex Norway AS | '-01 MOD 01.2 | DigiPlex Norway AS/-01 Level/-01 MOD 01/-01 MOD 01.2 |  | Electrical Distribution | 2019-05-23 10:21
00120-F19 | LLSB -01/09, Emergency light circuit F19 | Emergency Lighting | DigiPlex Norway AS | '-01 MOD 07.2 | DigiPlex Norway AS/-01 Level/-01 MOD 07/-01 MOD 07.2 |  | Lighting | 2019-05-23 10:35 |  | Satema AS
00177 | SBSB1C - Q02 | Air Circuit Breaker | DigiPlex Norway AS | '-01 SR AC | DigiPlex Norway AS/-01 Level/-01 SR AC |  | Electrical Distribution | 2019-05-23 10:35 |  | Masterpact
00563 | METR 04/04DX | Distribution Board | DigiPlex Norway AS | 04 MOD 01.2 | DigiPlex Norway AS/04 Level/04 MOD 01/04 MOD 01.2 |  | Electrical Distribution | 2019-05-23 10:20
00680 | GOP POD/1D | Switchboard | DigiPlex Norway AS | POD PLT 03 | DigiPlex Norway AS/DNAS External Areas/Plant PODs/POD PLT 03 |  | Electrical Distribution | 2019-05-23 10:13
00508 | Battery String BAT F1.5 | Battery String | DigiPlex Norway AS | POD PLT 10, F Batt Room | DigiPlex Norway AS/DNAS External Areas/Plant PODs/POD PLT 10, F Batt Room |  | UPS | 2019-05-23 10:20 |  | Marathon
00630 | UPS Module E1.5 | UPS Static | DigiPlex Norway AS | POD PLT 06 (POD E) | DigiPlex Norway AS/DNAS External Areas/Plant PODs/POD PLT 06 (POD E) |  | UPS | 2019-05-23 10:14 |  | APC MGE
00277 | HUM06 | Humidifier | DigiPlex Norway AS | 00 MOD 01.5 | DigiPlex Norway AS/00 Level/00 MOD 01/00 MOD 01.5 |  | Air Conditioning | 2019-05-28 11:03 |  | Nordman
00475,76,78,79,480 | UPS System F String | UPS Static | DigiPlex Norway AS | POD PLT 08 (POD F) | DigiPlex Norway AS/DNAS External Areas/Plant PODs/POD PLT 08 (POD F) |  | UPS | 2019-05-23 10:19 |  | Galaxy 7000
00869 | METR-01/26B | Distribution Board | DigiPlex Norway AS | '-01 MOD 02.1 | DigiPlex Norway AS/-01 Level/-01 MOD 02/-01 MOD 02.1 |  | Electrical Distribution | 2019-05-23 10:10
00834 | Debris separator in primary chw circuit | Debris Separator | DigiPlex Norway AS | POD PLT 01 | DigiPlex Norway AS/DNAS External Areas/Plant PODs/POD PLT 01 |  | Water Treatment | 2019-05-23 10:34
00783-F19 | LLSB 03/04, Emergency light circuit F19 | Emergency Lighting | DigiPlex Norway AS | 03 Level | DigiPlex Norway AS/03 Level |  | Lighting | 2019-05-23 10:35
Temp EXT PLT 07 BATT | Axial Ups extract | Axial Fan | DigiPlex Norway AS | POD PLT 10, F Batt Room | DigiPlex Norway AS/DNAS External Areas/Plant PODs/POD PLT 10, F Batt Room |  | Air Conditioning | 2019-05-23 10:34
00200 | CSSB2A | Switchboard | DigiPlex Norway AS | '-01 SR AC | DigiPlex Norway AS/-01 Level/-01 SR AC |  | Electrical Distribution | 2019-05-23 10:15 |  | E&I Engineering
00581 | Q08 gen 5 GOP EF | Air Circuit Breaker | DigiPlex Norway AS | POD PLT 07 | DigiPlex Norway AS/DNAS External Areas/Plant PODs/POD PLT 07 |  | Electrical Distribution | 2019-05-23 10:35 |  | Masterpact
00139 | LLCS -01/03 | Distribution Board | DigiPlex Norway AS | '-01 CCR 01A | DigiPlex Norway AS/-01 Level/-01 CCR 01A |  | Electrical Distribution | 2019-05-23 10:21 |  | El-tavle
00763 | METR02/19D1 | Distribution Board | DigiPlex Norway AS | 02 MOD 05.1 | DigiPlex Norway AS/02 Level/02 MOD 05/02 MOD 05.1 |  | Electrical Distribution | 2019-05-23 10:10
01346 | Fire Alarm Panel 2 (Fire Alarm for 03MOD03) | Fire Panel | DigiPlex Norway AS | 03 PLT 01 | DigiPlex Norway AS/03 Level/03 PLT 01 |  | Fire Alarm | 2019-08-07 12:34
00242 | METR00/04 | Distribution Board | DigiPlex Norway AS | 00 MOD 01.7 | DigiPlex Norway AS/00 Level/00 MOD 01/00 MOD 01.7 |  | Electrical Distribution | 2019-05-23 10:15
00359 | VESDA | Aspiration | DigiPlex Norway AS | 00 MOD 05 | DigiPlex Norway AS/00 Level/00 MOD 05 |  | Fire Alarm | 2019-05-28 10:49 |  | Eltek
00825 | Diesel Generator 5 (DY) | Diesel Generator | DigiPlex Norway AS | DNAS External Areas | DigiPlex Norway AS/DNAS External Areas |  | Power Generator | 2019-05-23 10:14 |  | Stamford
00997 | Gas Suppression System 2 | Fire Suppression | DigiPlex Norway AS | 02 PLT 01 | DigiPlex Norway AS/02 Level/02 PLT 01 |  | Fire Prevention | 2019-06-26 08:53
00948 | SB2A-2 - Q06 SSIB | Air Circuit Breaker | DigiPlex Norway AS | POD PLT 04 | DigiPlex Norway AS/DNAS External Areas/Plant PODs/POD PLT 04 |  | Electrical Distribution | 2019-05-23 10:10
00525 | Split System | DX Unit | DigiPlex Norway AS | 04 ROOF | DigiPlex Norway AS/04 Level/04 ROOF |  | Cooling | 2019-05-28 10:58
00258 | METR00/06CY | Distribution Board | DigiPlex Norway AS | 00 MOD 01.3 | DigiPlex Norway AS/00 Level/00 MOD 01/00 MOD 01.3 |  | Electrical Distribution | 2019-05-23 10:15
00417-F1 | LLSB 02/19, Emergency light circuit F1 | Emergency Lighting | DigiPlex Norway AS | 02 MOD 02 | DigiPlex Norway AS/02 Level/02 MOD 02 |  | Lighting | 2019-05-23 10:35
00086-F01 | LLSB -01/08, Emergency light circuit F01 | Emergency Lighting | DigiPlex Norway AS | '-01 PLT 01 | DigiPlex Norway AS/-01 Level/-01 PLT 01 |  | Lighting | 2019-10-17 12:44 |  | Satema AS
TEMP 00COR02 ELEC HE | Electric parimiter heating | Electric Panel Heater | DigiPlex Norway AS | 00 COR 02 | DigiPlex Norway AS/00 Level/00 COR 02 |  | Heating Equipment | 2019-05-23 10:34
00355 | CCU04 | CCU CW | DigiPlex Norway AS | 00 MOD 05 | DigiPlex Norway AS/00 Level/00 MOD 05 |  | Cooling | 2019-05-28 10:57
00028 | PDU -01/02 - Q03 Bus Coupler | Compact Circuit Breaker | DigiPlex Norway AS | '-01 MOD 02.1 | DigiPlex Norway AS/-01 Level/-01 MOD 02/-01 MOD 02.1 |  | Electrical Distribution | 2019-05-23 10:35 |  | Merlin Gerin
00429 | METR 02/48F1.2 | Distribution Board | DigiPlex Norway AS | 02 MOD 03 | DigiPlex Norway AS/02 Level/02 MOD 03 |  | Electrical Distribution | 2019-05-23 10:21
00414 | BMS OUTSTATION | BMS Outstation | DigiPlex Norway AS | 02 MOD 02 | DigiPlex Norway AS/02 Level/02 MOD 02 |  | BMS Equipment | 2019-05-23 10:20
00800 | Diesel Generator 3 (E/F) | Diesel Generator | DigiPlex Norway AS | POD Apron | DigiPlex Norway AS/DNAS External Areas/POD Apron |  | Power Generator | 2019-05-23 10:13 |  | Stamford
00170 | UPS D6 OUTPUT DIST BOARD | Distribution Board | DigiPlex Norway AS | '-01 PLT 02 | DigiPlex Norway AS/-01 Level/-01 PLT 02 |  | Electrical Distribution | 2019-05-23 10:09 |  | Logstrup
00026 | PDU -01/02 - Q05 - B Main Switch | Compact Circuit Breaker | DigiPlex Norway AS | '-01 MOD 02.1 | DigiPlex Norway AS/-01 Level/-01 MOD 02/-01 MOD 02.1 |  | Electrical Distribution | 2019-05-23 10:14 |  | Merlin Gerin
00616 | Q17 CSSB1E | Air Circuit Breaker | DigiPlex Norway AS | POD PLT 06 (POD E) | DigiPlex Norway AS/DNAS External Areas/Plant PODs/POD PLT 06 (POD E) |  | Electrical Distribution | 2019-05-23 10:35 |  | Masterpact
00448 | CCU06 | CCU CW | DigiPlex Norway AS | 02 MOD 04 | DigiPlex Norway AS/02 Level/02 MOD 04 |  | Cooling | 2019-05-28 10:56 |  | Liebert HPM
01342 | Aspiration Detector 4331 - 03MOD02 | Aspiration | DigiPlex Norway AS | 03 PLT 01 | DigiPlex Norway AS/03 Level/03 PLT 01 |  | Fire Alarm | 2019-05-28 10:49
00260 | PDU 00/02 A | Distribution Board | DigiPlex Norway AS | 00 MOD 02 | DigiPlex Norway AS/00 Level/00 MOD 02 |  | Electrical Distribution | 2019-05-23 10:09
00822 | MMU1 UPS 04/04 DY | UPS Rotary | DigiPlex Norway AS | 04 PLT 03 | DigiPlex Norway AS/04 Level/04 PLT 03 |  | UPS | 2019-05-23 10:09 |  | Active Power
00994 | DX CCU3 | CCU DX | DigiPlex Norway AS | 02 MOD 08 | DigiPlex Norway AS/02 Level/02 MOD 08 |  | Cooling | 2019-05-28 10:57
00924 | LLSB-01/03 | Distribution Board | DigiPlex Norway AS | '-01 PLT 04 | DigiPlex Norway AS/-01 Level/-01 PLT 04 |  | Electrical Distribution | 2019-08-07 11:59
00952 | UPS A1 | UPS Static | DigiPlex Norway AS | POD PLT 04 | DigiPlex Norway AS/DNAS External Areas/Plant PODs/POD PLT 04 |  | UPS | 2019-05-23 10:14 |  | Schneider Electric Norge AS
00440 | CCU01 | CCU CW | DigiPlex Norway AS | 02 MOD 04 | DigiPlex Norway AS/02 Level/02 MOD 04 |  | Cooling | 2019-05-23 10:10 |  | Liebert HPM
00167 | UPS System D6 | UPS Static | DigiPlex Norway AS | '-01 PLT 02 | DigiPlex Norway AS/-01 Level/-01 PLT 02 |  | UPS | 2019-05-23 10:11 |  | APC
00692 | Gen Control Panel 1C | Generator Controller | DigiPlex Norway AS | POD PLT 05 | DigiPlex Norway AS/DNAS External Areas/Plant PODs/POD PLT 05 |  | Power Generator | 2019-05-23 10:10
00776 | Fire panel - system 23 & 24 | Fire Panel | DigiPlex Norway AS | 02 COR 03 | DigiPlex Norway AS/02 Level/02 COR 03 |  | Fire Alarm | 2019-05-23 10:14
00805 | CCU1 fancoil | DX Unit | DigiPlex Norway AS | '-01 Loading Bay 01 | DigiPlex Norway AS/-01 Level/-01 Loading Bay 01 |  | Cooling | 2019-05-28 10:56 |  | Emerson
00786 | DB LLCS 03/03 | Distribution Board | DigiPlex Norway AS | 03 Level | DigiPlex Norway AS/03 Level |  | Electrical Distribution | 2019-05-23 10:10
00887 | CCU01 | CCU CW | DigiPlex Norway AS | '-01 MOD 06.1 | DigiPlex Norway AS/-01 Level/-01 MOD 06/-01 MOD 06.1 |  | Cooling | 2019-05-28 10:56 |  | Hiross
00483 | Q01 INPUT SBSB1F | Air Circuit Breaker | DigiPlex Norway AS | POD PLT 08 (POD F) | DigiPlex Norway AS/DNAS External Areas/Plant PODs/POD PLT 08 (POD F) |  | Electrical Distribution | 2019-05-23 10:35 |  | Masterpact
00002 | Fire alarm and associated equipment -01mod07.1 | Fire Panel | DigiPlex Norway AS | '-01 COR 02 | DigiPlex Norway AS/-01 Level/-01 COR 02 |  | Fire Alarm | 2019-05-23 10:20 |  | Eltek
00354 | METR00/17B | Distribution Board | DigiPlex Norway AS | 00 MOD 05 | DigiPlex Norway AS/00 Level/00 MOD 05 |  | Electrical Distribution | 2019-05-23 10:10
TMP SB1F | F string main switch | Air Circuit Breaker | DigiPlex Norway AS | DNAS External Areas | DigiPlex Norway AS/DNAS External Areas |  | Electrical Distribution | 2019-05-23 10:34 |  | MG
00674 | Gen Control Panel 1D | Generator Controller | DigiPlex Norway AS | POD PLT 02 | DigiPlex Norway AS/DNAS External Areas/Plant PODs/POD PLT 02 |  | Power Generator | 2019-05-23 10:20
00741 | LLSB 02/01 | Distribution Board | DigiPlex Norway AS | 02 PLT 01 | DigiPlex Norway AS/02 Level/02 PLT 01 |  | Electrical Distribution | 2019-05-23 10:35
00095 | CCU03 | CCU CW | DigiPlex Norway AS | '-01 MOD 06.3 | DigiPlex Norway AS/-01 Level/-01 MOD 06/-01 MOD 06.3 |  | Cooling | 2019-05-28 10:56 |  | Hiross
00802 | Uniflair Chiller B | Chiller | DigiPlex Norway AS | POD Apron | DigiPlex Norway AS/DNAS External Areas/POD Apron |  | Cooling Production | 2019-05-23 10:35 |  | UNIFLAIR
00573 | Q05 Gen 2 GOP EF | Air Circuit Breaker | DigiPlex Norway AS | POD PLT 07 | DigiPlex Norway AS/DNAS External Areas/Plant PODs/POD PLT 07 |  | Electrical Distribution | 2019-05-23 10:35 |  | Masterpact
00372-F12 | LLSB 00/14, Emergency light circuit F12 | Emergency Lighting | DigiPlex Norway AS | 00 MOD 06.3 | DigiPlex Norway AS/00 Level/00 MOD 06/00 MOD 06.3 |  | Lighting | 2019-05-23 10:35
00208 | SB1D - Q06 | Air Circuit Breaker | DigiPlex Norway AS | '-01 SR BD | DigiPlex Norway AS/-01 Level/-01 SR BD |  | Electrical Distribution | 2019-05-23 10:10 |  | Masterpact
00689 | VESDA | Aspiration | DigiPlex Norway AS | POD PLT 03 | DigiPlex Norway AS/DNAS External Areas/Plant PODs/POD PLT 03 |  | Fire Alarm | 2019-05-28 10:48 |  | Eltek
00017 | HUM01 | Humidifier | DigiPlex Norway AS | '-01 MOD 02.2 | DigiPlex Norway AS/-01 Level/-01 MOD 02/-01 MOD 02.2 |  | Air Conditioning | 2019-05-28 11:03 |  | Nordman
00826 | Loadbank | Loadbank | DigiPlex Norway AS | DNAS External Areas | DigiPlex Norway AS/DNAS External Areas |  | Power Equipment | 2019-05-23 10:35 |  | Crestchic Loadbanks
00013 | CCU04 | CCU CW | DigiPlex Norway AS | '-01 MOD 02.2 | DigiPlex Norway AS/-01 Level/-01 MOD 02/-01 MOD 02.2 |  | Cooling | 2019-05-23 10:14 |  | Hiross
00155 | LLSB -01/02 | Distribution Board | DigiPlex Norway AS | '-01 COR 05 | DigiPlex Norway AS/-01 Level/-01 COR 05 |  | Electrical Distribution | 2019-05-23 10:35
00195 | CSSB1A - Q02 | Air Circuit Breaker | DigiPlex Norway AS | '-01 SR AC | DigiPlex Norway AS/-01 Level/-01 SR AC |  | Electrical Distribution | 2019-05-23 10:15 |  | Masterpact
Temp 03OFF09 | LLSB 03/02 | Distribution Board | DigiPlex Norway AS | 03 Level | DigiPlex Norway AS/03 Level |  | Electrical Distribution | 2019-05-23 10:35
00696 | Extract fan 1C | Axial Fan | DigiPlex Norway AS | POD PLT 05 | DigiPlex Norway AS/DNAS External Areas/Plant PODs/POD PLT 05 |  | Air Conditioning | 2019-05-23 10:34
00259 | HUM03 | Humidifier | DigiPlex Norway AS | 00 MOD 01.3 | DigiPlex Norway AS/00 Level/00 MOD 01/00 MOD 01.3 |  | Air Conditioning | 2019-05-28 11:03 |  | Nordman
00025 | PDU -01/02B | Distribution Board | DigiPlex Norway AS | '-01 MOD 02.1 | DigiPlex Norway AS/-01 Level/-01 MOD 02/-01 MOD 02.1 |  | Electrical Distribution | 2019-05-23 10:21
00076 | METR-01/05A | Distribution Board | DigiPlex Norway AS | '-01 MOD 08.3 | DigiPlex Norway AS/-01 Level/-01 MOD 08/-01 MOD 08.3 |  | Electrical Distribution | 2019-05-23 10:10
00570 | Split DX Unit | DX Unit | DigiPlex Norway AS | POD COR 01 | DigiPlex Norway AS/DNAS External Areas/Plant PODs/POD COR 01 |  | Cooling | 2019-05-28 10:57 |  | Hitecsa
00087 | LLSB -01/06 | Distribution Board | DigiPlex Norway AS | '-01 PLT 01 | DigiPlex Norway AS/-01 Level/-01 PLT 01 |  | Electrical Distribution | 2019-05-23 10:35 |  | Satema AS
00858 | Matrix BMS cabinet G4S-3 | BMS Outstation | DigiPlex Norway AS | 03 Level | DigiPlex Norway AS/03 Level |  | BMS Equipment | 2019-05-23 10:14
00386 | BMS OUTSTATION | BMS Outstation | DigiPlex Norway AS | 02 MOD 01.1 | DigiPlex Norway AS/02 Level/02 MOD 01/02 MOD 01.1 |  | BMS Equipment | 2019-05-23 10:09
00613 | Q05 CSSB1E | Air Circuit Breaker | DigiPlex Norway AS | POD PLT 06 (POD E) | DigiPlex Norway AS/DNAS External Areas/Plant PODs/POD PLT 06 (POD E) |  | Electrical Distribution | 2019-05-23 10:35 |  | Masterpact
00606-F16 | LLSB POD/01, Emergency light circuit F16 | Emergency Lighting | DigiPlex Norway AS | POD PLT 06 (POD E) | DigiPlex Norway AS/DNAS External Areas/Plant PODs/POD PLT 06 (POD E) |  | Lighting | 2019-10-17 13:02
00353 | HUM02 | Humidifier | DigiPlex Norway AS | 00 MOD 05 | DigiPlex Norway AS/00 Level/00 MOD 05 |  | Air Conditioning | 2019-05-28 11:03 |  | Nordman
00859 | VESDA | Aspiration | DigiPlex Norway AS | '-01 MOD 08.1 | DigiPlex Norway AS/-01 Level/-01 MOD 08/-01 MOD 08.1 |  | Fire Alarm | 2019-05-28 10:48 |  | Eltek
00741-F3 | LLSB 02/01, Emergency light circuit F3 | Emergency Lighting | DigiPlex Norway AS | 02 PLT 01 | DigiPlex Norway AS/02 Level/02 PLT 01 |  | Lighting | 2019-05-23 10:35
00314 | Bms | BMS Outstation | DigiPlex Norway AS | 00 PLT 01 | DigiPlex Norway AS/00 Level/00 PLT 01 |  | BMS Equipment | 2019-05-23 10:19 |  | Siemens
00561 | METR 04/01CX | Distribution Board | DigiPlex Norway AS | 04 MOD 01.1 | DigiPlex Norway AS/04 Level/04 MOD 01/04 MOD 01.1 |  | Electrical Distribution | 2019-05-23 10:21
00209 | LLCS -01/02 | Distribution Board | DigiPlex Norway AS | '-01 SR BD | DigiPlex Norway AS/-01 Level/-01 SR BD |  | Electrical Distribution | 2019-05-23 10:21
00340 | CCU02 | CCU CW | DigiPlex Norway AS | 00 MOD 04.1 | DigiPlex Norway AS/00 Level/00 MOD 04/00 MOD 04.1 |  | Cooling | 2019-05-23 10:10
00273 | MCC 00/02 - Q03 Main Switch | Compact Circuit Breaker | DigiPlex Norway AS | 00 MOD 02 | DigiPlex Norway AS/00 Level/00 MOD 02 |  | Electrical Distribution | 2019-05-23 10:35 |  | Masterpact
00463 | SBSB2D - Q02 | Compact Circuit Breaker | DigiPlex Norway AS | 02 PLT 02 | DigiPlex Norway AS/02 Level/02 PLT 02 |  | Electrical Distribution | 2019-05-23 10:35 |  | Merlin Gerin
00437 | METR 02/54F1.2 | Distribution Board | DigiPlex Norway AS | 02 MOD 03 | DigiPlex Norway AS/02 Level/02 MOD 03 |  | Electrical Distribution | 2019-05-23 10:21
00479 | UPS Module F1.4 | UPS Static | DigiPlex Norway AS | POD PLT 08 (POD F) | DigiPlex Norway AS/DNAS External Areas/Plant PODs/POD PLT 08 (POD F) |  | UPS | 2019-05-23 10:20 |  | APC MGE
00922 | METR -01/33A | Distribution Board | DigiPlex Norway AS | '-01 PLT 05 | DigiPlex Norway AS/-01 Level/-01 PLT 05 |  | Electrical Distribution | 2019-08-07 11:45
00358 | PDU 00/05.1A | Distribution Board | DigiPlex Norway AS | 00 MOD 05 | DigiPlex Norway AS/00 Level/00 MOD 05 |  | Electrical Distribution | 2019-05-23 10:09
00185 | SB1C | Switchboard | DigiPlex Norway AS | '-01 SR AC | DigiPlex Norway AS/-01 Level/-01 SR AC |  | Electrical Distribution | 2019-05-23 10:20 |  | Prism power
00126 | CCU05 | CCU CW | DigiPlex Norway AS | '-01 MOD 07.2 | DigiPlex Norway AS/-01 Level/-01 MOD 07/-01 MOD 07.2 |  | Cooling | 2019-05-23 10:15 |  | Emerson
00893 | SB2B-1 | Switchboard | DigiPlex Norway AS | POD PLT 03 | DigiPlex Norway AS/DNAS External Areas/Plant PODs/POD PLT 03 |  | Electrical Distribution | 2019-08-07 12:39 |  | ELCOR
00939 | SB2A-1 - Q01 | Air Circuit Breaker | DigiPlex Norway AS | POD PLT 04 | DigiPlex Norway AS/DNAS External Areas/Plant PODs/POD PLT 04 |  | Electrical Distribution | 2019-05-23 10:09
00360 | CCU01 | CCU CW | DigiPlex Norway AS | 00 MOD 06.1 | DigiPlex Norway AS/00 Level/00 MOD 06/00 MOD 06.1 |  | Cooling | 2019-05-28 10:56
00695 | Diesel Generator 1C | Diesel Generator | DigiPlex Norway AS | POD PLT 05 | DigiPlex Norway AS/DNAS External Areas/Plant PODs/POD PLT 05 |  | Power Generator | 2019-05-23 10:13
00619 | Battery String BAT E1.4 | Battery String | DigiPlex Norway AS | POD PLT 09, E Batt Room | DigiPlex Norway AS/DNAS External Areas/Plant PODs/POD PLT 09, E Batt Room |  | UPS | 2019-05-23 10:10 |  | Marathon
00475 | UPS Module F1.2 | UPS Static | DigiPlex Norway AS | POD PLT 08 (POD F) | DigiPlex Norway AS/DNAS External Areas/Plant PODs/POD PLT 08 (POD F) |  | UPS | 2019-05-23 10:14 |  | APC MGE
00842 | Office 6 A/C | DX Unit | DigiPlex Norway AS | 03 Level | DigiPlex Norway AS/03 Level |  | Cooling | 2019-05-28 10:57
00090 | MCC -01/02 - Q01 Main Switch | Compact Circuit Breaker | DigiPlex Norway AS | '-01 PLT 01 | DigiPlex Norway AS/-01 Level/-01 PLT 01 |  | Electrical Distribution | 2019-05-23 10:35
00400 | METR02/39C4 | Distribution Board | DigiPlex Norway AS | 02 MOD 01.4 | DigiPlex Norway AS/02 Level/02 MOD 01/02 MOD 01.4 |  | Electrical Distribution | 2019-05-23 10:09
00779 | Fire panel - System 16, 17 & 18 | Fire Panel | DigiPlex Norway AS | 03 COR 01 | DigiPlex Norway AS/03 Level/03 COR 01 |  | Fire Alarm | 2019-05-23 10:19
00305 | CCU01 | CCU CW | DigiPlex Norway AS | 00 MOD 03 | DigiPlex Norway AS/00 Level/00 MOD 03 |  | Cooling | 2019-05-23 10:20 |  | Hiross
00478 | UPS Module F1.3 | UPS Static | DigiPlex Norway AS | POD PLT 08 (POD F) | DigiPlex Norway AS/DNAS External Areas/Plant PODs/POD PLT 08 (POD F) |  | UPS | 2019-05-23 10:20 |  | APC MGE
00837 | CCU03 | CCU CW | DigiPlex Norway AS | 02 MOD 08 | DigiPlex Norway AS/02 Level/02 MOD 08 |  | Cooling | 2019-05-28 10:57
00755 | METR02/12D2 | Distribution Board | DigiPlex Norway AS | 02 MOD 05.2 | DigiPlex Norway AS/02 Level/02 MOD 05/02 MOD 05.2 |  | Electrical Distribution | 2019-05-23 10:09
00720 | METR02/25CX | Distribution Board | DigiPlex Norway AS | 02 MOD 06.4 | DigiPlex Norway AS/02 Level/02 MOD 06/02 MOD 06.4 |  | Electrical Distribution | 2019-05-23 10:14
01345 | Extinguishing Panel 2 (Fire Suppression for 03MOD03) | Fire Suppression | DigiPlex Norway AS | 03 PLT 01 | DigiPlex Norway AS/03 Level/03 PLT 01 |  | Fire Prevention | 2019-08-07 12:23
01343 | HUM01 (Humidifier for 03MOD03) | Humidifier | DigiPlex Norway AS | 03 PLT 01 | DigiPlex Norway AS/03 Level/03 PLT 01 |  | Air Conditioning | 2019-08-07 12:38
00835 | CCU01 | CCU CW | DigiPlex Norway AS | 02 MOD 08 | DigiPlex Norway AS/02 Level/02 MOD 08 |  | Cooling | 2019-05-28 10:57
00945 | SB2A-2 | Switchboard | DigiPlex Norway AS | POD PLT 04 | DigiPlex Norway AS/DNAS External Areas/Plant PODs/POD PLT 04 |  | Electrical Distribution | 2019-08-07 12:41 |  | ELCOR
00892 | GCPB | Generator Controller | DigiPlex Norway AS | POD PLT 02 | DigiPlex Norway AS/DNAS External Areas/Plant PODs/POD PLT 02 |  | Power Generator | 2019-05-23 10:11
00712 | CCU09 | CCU CW | DigiPlex Norway AS | 02 MOD 06.3 | DigiPlex Norway AS/02 Level/02 MOD 06/02 MOD 06.3 |  | Cooling | 2019-05-28 10:56 |  | Liebert
00375 | Fire panel | Fire Panel | DigiPlex Norway AS | '-01 COR 02 | DigiPlex Norway AS/-01 Level/-01 COR 02 |  | Fire Alarm | 2019-05-23 10:14
00596 | UPS Module E1.3 | UPS Static | DigiPlex Norway AS | POD PLT 06 (POD E) | DigiPlex Norway AS/DNAS External Areas/Plant PODs/POD PLT 06 (POD E) |  | UPS | 2019-05-23 10:14 |  | APC MGE
00882 | LLSB -01/10 | Distribution Board | DigiPlex Norway AS | '-01 PLT 01 | DigiPlex Norway AS/-01 Level/-01 PLT 01 |  | Electrical Distribution | 2019-05-23 10:35 |  | Satema AS
00885 | METR 03/03D3 | Distribution Board | DigiPlex Norway AS | 03 MOD 01.2 | DigiPlex Norway AS/03 Level/03 MOD 01/03 MOD 01.2 |  | Electrical Distribution | 2019-05-23 10:20
00748 | CCU07 | CCU CW | DigiPlex Norway AS | 02 MOD 05.4 | DigiPlex Norway AS/02 Level/02 MOD 05/02 MOD 05.4 |  | Cooling | 2019-05-23 10:21 |  | Liebert
00853 | Axial fan in battery rom. | Axial Fan | DigiPlex Norway AS | POD PLT 10, F Batt Room | DigiPlex Norway AS/DNAS External Areas/Plant PODs/POD PLT 10, F Batt Room |  | Air Conditioning | 2019-10-14 07:15
00996 | Gas Suppression System 1 | Fire Suppression | DigiPlex Norway AS | 00 PLT 02 | DigiPlex Norway AS/00 Level/00 PLT 02 |  | Fire Prevention | 2019-06-26 08:53
00768 | LLSB 02/06 | Distribution Board | DigiPlex Norway AS | 02 MOD 06.1 | DigiPlex Norway AS/02 Level/02 MOD 06/02 MOD 06.1 |  | Electrical Distribution | 2019-05-23 10:35
00813 | UPS 04/05 C4 Main cabinet with MMU and IOC | UPS Rotary | DigiPlex Norway AS | 04 PLT 03 | DigiPlex Norway AS/04 Level/04 PLT 03 |  | UPS | 2019-05-23 10:13
00210 | SBSB1B | Switchboard | DigiPlex Norway AS | '-01 SR BD | DigiPlex Norway AS/-01 Level/-01 SR BD |  | Electrical Distribution | 2019-05-23 10:35 |  | E&I Engineering
00890 | Underground Bulk Fuel Tanks x 6 | Fuel Tank | DigiPlex Norway AS | DNAS External Areas | DigiPlex Norway AS/DNAS External Areas |  | Power Generator | 2019-05-23 10:09
00751 | METR02/15D1 | Distribution Board | DigiPlex Norway AS | 02 MOD 05.4 | DigiPlex Norway AS/02 Level/02 MOD 05/02 MOD 05.4 |  | Electrical Distribution | 2019-05-23 10:10
00469 | Uniflair Chiller E | Chiller | DigiPlex Norway AS | POD Mezzanin deck | DigiPlex Norway AS/DNAS External Areas/POD Mezzanin deck |  | Cooling Production | 2019-05-23 10:35 |  | UNIFLAIR
00138 | CCU06 | CCU CW | DigiPlex Norway AS | '-01 MOD 01.3 | DigiPlex Norway AS/-01 Level/-01 MOD 01/-01 MOD 01.3 |  | Cooling | 2019-05-28 10:56 |  | Hiross
00073 | METR-01/03A | Distribution Board | DigiPlex Norway AS | '-01 MOD 08.4 | DigiPlex Norway AS/-01 Level/-01 MOD 08/-01 MOD 08.4 |  | Electrical Distribution | 2019-05-23 10:10
00651 | Pressurisation Unit PU/1 | Pressurisation Unit | DigiPlex Norway AS | POD PLT 01 | DigiPlex Norway AS/DNAS External Areas/Plant PODs/POD PLT 01 |  | Water Treatment | 2019-07-01 10:30 |  | Armstrong
00531 | Inverter control VFD EXTRACT SOUTH | VFD | DigiPlex Norway AS | 04 PLT 01 | DigiPlex Norway AS/04 Level/04 PLT 01 |  | Power Control | 2019-05-23 10:35 |  | Danfoss
00246 | VESDA | Aspiration | DigiPlex Norway AS | 00 COR 02 | DigiPlex Norway AS/00 Level/00 COR 02 |  | Fire Alarm | 2019-05-28 10:48 |  | Eltek
00184 | SB1C - Q01 | Air Circuit Breaker | DigiPlex Norway AS | '-01 SR AC | DigiPlex Norway AS/-01 Level/-01 SR AC |  | Electrical Distribution | 2019-05-23 10:35 |  | Masterpact
00482 | SBSB1F | Switchboard | DigiPlex Norway AS | POD PLT 08 (POD F) | DigiPlex Norway AS/DNAS External Areas/Plant PODs/POD PLT 08 (POD F) |  | Electrical Distribution | 2019-05-23 10:35 |  | Logstrup
00745-F06 | LLSB 02/07, Emergency light circuit F06 | Emergency Lighting | DigiPlex Norway AS | 02 MOD 05.4 | DigiPlex Norway AS/02 Level/02 MOD 05/02 MOD 05.4 |  | Lighting | 2019-05-23 10:35
00973 | Pump K3 | Pump | DigiPlex Norway AS | POD PLT 01 | DigiPlex Norway AS/DNAS External Areas/Plant PODs/POD PLT 01 |  | Cooling Distribution | 2019-07-01 10:27 |  | KSB Norge AS
00381 | CCU | CCU CW | DigiPlex Norway AS | 03 Level | DigiPlex Norway AS/03 Level |  | Cooling | 2019-05-28 10:56 |  | Liebert
01334 | BAT F1.4.2 | Battery String | DigiPlex Norway AS | POD PLT 10, F Batt Room | DigiPlex Norway AS/DNAS External Areas/Plant PODs/POD PLT 10, F Batt Room |  | UPS | 2019-05-23 10:20
00174 | SBSB1A - Q02 | Air Circuit Breaker | DigiPlex Norway AS | '-01 SR AC | DigiPlex Norway AS/-01 Level/-01 SR AC |  | Electrical Distribution | 2019-05-23 10:35 |  | Merlin Gerin
00313 | LLSB 00/05 | Distribution Board | DigiPlex Norway AS | 00 COR 02 | DigiPlex Norway AS/00 Level/00 COR 02 |  | Electrical Distribution | 2019-05-23 10:35
00032 | CCU03 | CCU CW | DigiPlex Norway AS | '-01 MOD 01.2 | DigiPlex Norway AS/-01 Level/-01 MOD 01/-01 MOD 01.2 |  | Cooling | 2019-05-23 10:15 |  | Hiross
00754 | CCU05 | CCU CW | DigiPlex Norway AS | 02 MOD 05.3 | DigiPlex Norway AS/02 Level/02 MOD 05/02 MOD 05.3 |  | Cooling | 2019-05-28 10:58 |  | Liebert
00975 | Pump K4 | Pump | DigiPlex Norway AS | POD PLT 01 | DigiPlex Norway AS/DNAS External Areas/Plant PODs/POD PLT 01 |  | Cooling Distribution | 2019-07-01 10:27 |  | KSB Norge AS
00569 | Split DX unit | DX Unit | DigiPlex Norway AS | POD COR 01 | DigiPlex Norway AS/DNAS External Areas/Plant PODs/POD COR 01 |  | Cooling | 2019-05-28 10:56 |  | Hitecsa
00736 | Fire panel | Fire Panel | DigiPlex Norway AS | 02 COR 01 | DigiPlex Norway AS/02 Level/02 COR 01 |  | Fire Alarm | 2019-05-23 10:15
00624 | Battery circuit breaker E1.2 | Battery Circuit Breaker | DigiPlex Norway AS | POD PLT 09, E Batt Room | DigiPlex Norway AS/DNAS External Areas/Plant PODs/POD PLT 09, E Batt Room |  | UPS | 2019-05-23 10:10
00316-F13 | LLSB 00/04, Emergency light circuit F13 | Emergency Lighting | DigiPlex Norway AS | 00 PLT 01 | DigiPlex Norway AS/00 Level/00 PLT 01 |  | Lighting | 2019-05-23 10:35
01333 | BAT F1.4.1 | Battery String | DigiPlex Norway AS | POD PLT 10, F Batt Room | DigiPlex Norway AS/DNAS External Areas/Plant PODs/POD PLT 10, F Batt Room |  | UPS | 2019-05-23 10:10
00614 | Q04 CSSB1E | Air Circuit Breaker | DigiPlex Norway AS | POD PLT 06 (POD E) | DigiPlex Norway AS/DNAS External Areas/Plant PODs/POD PLT 06 (POD E) |  | Electrical Distribution | 2019-05-23 10:13 |  | Masterpact
00286 | BMS OUTSTATION | BMS Outstation | DigiPlex Norway AS | 00 MOD 01.5 | DigiPlex Norway AS/00 Level/00 MOD 01/00 MOD 01.5 |  | BMS Equipment | 2019-05-23 10:09 |  | Siemens
00439 | VESDA | Aspiration | DigiPlex Norway AS | 02 MOD 03 | DigiPlex Norway AS/02 Level/02 MOD 03 |  | Fire Alarm | 2019-05-28 10:49 |  | Eltek
00571 | Split DX Unit | DX Unit | DigiPlex Norway AS | POD COR 01 | DigiPlex Norway AS/DNAS External Areas/Plant PODs/POD COR 01 |  | Cooling | 2019-05-28 10:57 |  | Hitecsa
00021-F05 | LLSB -01/04, Emergency light circuit F05 | Emergency Lighting | DigiPlex Norway AS | '-01 MOD 02.2 | DigiPlex Norway AS/-01 Level/-01 MOD 02/-01 MOD 02.2 |  | Lighting | 2019-05-23 10:35 |  | Satema AS
00465 | FIRE PANEL | Fire Panel | DigiPlex Norway AS | 02 COR 02 | DigiPlex Norway AS/02 Level/02 COR 02 |  | Fire Alarm | 2019-05-23 10:20
00066 | HUM03 | Humidifier | DigiPlex Norway AS | '-01 MOD 03.3 | DigiPlex Norway AS/-01 Level/-01 MOD 03/-01 MOD 03.3 |  | Air Conditioning | 2019-05-28 11:03 |  | Nordman
00453 | VESDA | Aspiration | DigiPlex Norway AS | 02 MOD 04 | DigiPlex Norway AS/02 Level/02 MOD 04 |  | Fire Alarm | 2019-05-28 10:48 |  | Eltek
00457 | Bms panel | BMS Outstation | DigiPlex Norway AS | 02 MOD 04 | DigiPlex Norway AS/02 Level/02 MOD 04 |  | BMS Equipment | 2019-05-23 10:20
TEMP BUNKER ELEC HE | Electric heating | Electric Panel Heater | DigiPlex Norway AS | '-01 Shelter | DigiPlex Norway AS/-01 Level/-01 Shelter |  | Heating Equipment | 2019-05-23 10:34
00811 | UPS ROOM EXTRACT FANS | Axial Fan | DigiPlex Norway AS | 04 PLT 02 | DigiPlex Norway AS/04 Level/04 PLT 02 |  | Air Conditioning | 2019-05-23 10:35
00711 | CCU08 | CCU CW | DigiPlex Norway AS | 02 MOD 06.3 | DigiPlex Norway AS/02 Level/02 MOD 06/02 MOD 06.3 |  | Cooling | 2019-05-28 10:57 |  | Liebert
00237 | Fire Panel system 02 | Fire Panel | DigiPlex Norway AS | 00 COR 01 | DigiPlex Norway AS/00 Level/00 COR 01 |  | Fire Alarm | 2019-05-23 10:20 |  | Eltek
00762 | CCU01 | CCU CW | DigiPlex Norway AS | 02 MOD 05.1 | DigiPlex Norway AS/02 Level/02 MOD 05/02 MOD 05.1 |  | Cooling | 2019-05-28 10:56 |  | Liebert
00773 | CCU02 | CCU CW | DigiPlex Norway AS | 02 MOD 06.2 | DigiPlex Norway AS/02 Level/02 MOD 06/02 MOD 06.2 |  | Cooling | 2019-05-23 10:21 |  | Liebert
00181 | SB1C - Q04 | Air Circuit Breaker | DigiPlex Norway AS | '-01 SR AC | DigiPlex Norway AS/-01 Level/-01 SR AC |  | Electrical Distribution | 2019-05-23 10:35 |  | Masterpact
00815 | MMU2 UPS 04/03 DX | UPS Rotary | DigiPlex Norway AS | 04 PLT 03 | DigiPlex Norway AS/04 Level/04 PLT 03 |  | UPS | 2019-05-23 10:10 |  | Active Power
00004 | Fire alarm | Fire Panel | DigiPlex Norway AS | '-01 COR 02 | DigiPlex Norway AS/-01 Level/-01 COR 02 |  | Fire Alarm | 2019-05-23 10:20 |  | Eltek
00385-F10 | LLSB 02/14, Emergency light circuit F10 | Emergency Lighting | DigiPlex Norway AS | 02 MOD 01.1 | DigiPlex Norway AS/02 Level/02 MOD 01/02 MOD 01.1 |  | Lighting | 2019-05-23 10:35 |  | Legrand
00140 | CCU01 | CCU DX | DigiPlex Norway AS | '-01 CCR 01A | DigiPlex Norway AS/-01 Level/-01 CCR 01A |  | Cooling | 2019-05-23 10:15
00566 | LLSB 04/01 | Distribution Board | DigiPlex Norway AS | 04 COR 01 | DigiPlex Norway AS/04 Level/04 COR 01 |  | Electrical Distribution | 2019-05-23 10:35
00557 | LLSB 04/03 | Distribution Board | DigiPlex Norway AS | 04 MOD 01.1 | DigiPlex Norway AS/04 Level/04 MOD 01/04 MOD 01.1 |  | Electrical Distribution | 2019-05-23 10:35
00901 | CS1B | Switchboard | DigiPlex Norway AS | POD PLT 03 | DigiPlex Norway AS/DNAS External Areas/Plant PODs/POD PLT 03 |  | Electrical Distribution | 2019-08-07 12:40 |  | ELCOR
00387 | BMS OUTSTATION | BMS Outstation | DigiPlex Norway AS | 02 MOD 01.1 | DigiPlex Norway AS/02 Level/02 MOD 01/02 MOD 01.1 |  | BMS Equipment | 2019-05-23 10:20
00044 | MCC -01/01 - Q01 Main Switch | Compact Circuit Breaker | DigiPlex Norway AS | '-01 MOD 01.2 | DigiPlex Norway AS/-01 Level/-01 MOD 01/-01 MOD 01.2 |  | Electrical Distribution | 2019-05-23 10:35
00970 | ATS POD 02 | Distribution Board | DigiPlex Norway AS | POD PLT 01 | DigiPlex Norway AS/DNAS External Areas/Plant PODs/POD PLT 01 |  | Electrical Distribution | 2019-08-07 12:43
00129 | CCU02 | CCU CW | DigiPlex Norway AS | '-01 MOD 07.1 | DigiPlex Norway AS/-01 Level/-01 MOD 07/-01 MOD 07.1 |  | Cooling | 2019-05-28 10:56 |  | Emerson
00959 | BAT A1.6 | Battery String | DigiPlex Norway AS | POD PLT 04 | DigiPlex Norway AS/DNAS External Areas/Plant PODs/POD PLT 04 |  | UPS | 2019-05-23 10:15
00154 | Ancillary board -01/01 - Q01 Main Switch | Compact Circuit Breaker | DigiPlex Norway AS | '-01 COR 05 | DigiPlex Norway AS/-01 Level/-01 COR 05 |  | Electrical Distribution | 2019-05-23 10:34
00363 | METR 00/24F1.2 | Distribution Board | DigiPlex Norway AS | 00 MOD 06.2 | DigiPlex Norway AS/00 Level/00 MOD 06/00 MOD 06.2 |  | Electrical Distribution | 2019-05-23 10:09
00254 | CCU02 | CCU CW | DigiPlex Norway AS | 00 MOD 01.2 | DigiPlex Norway AS/00 Level/00 MOD 01/00 MOD 01.2 |  | Cooling | 2019-05-28 10:58 |  | Hiross
00682 | GOP POD/1C | Switchboard | DigiPlex Norway AS | POD PLT 04 | DigiPlex Norway AS/DNAS External Areas/Plant PODs/POD PLT 04 |  | Electrical Distribution | 2019-05-23 10:13
00778 | Distribution Board | Distribution Board | DigiPlex Norway AS | 03 Level | DigiPlex Norway AS/03 Level |  | Electrical Distribution | 2019-05-23 10:34
00088 | Bms outstation | BMS Outstation | DigiPlex Norway AS | '-01 PLT 01 | DigiPlex Norway AS/-01 Level/-01 PLT 01 |  | BMS Equipment | 2019-05-23 10:10
00250 | METR00/11DY | Distribution Board | DigiPlex Norway AS | 00 MOD 01.2 | DigiPlex Norway AS/00 Level/00 MOD 01/00 MOD 01.2 |  | Electrical Distribution | 2019-05-23 10:13
00109 | HUM01 | Humidifier | DigiPlex Norway AS | '-01 MOD 05 | DigiPlex Norway AS/-01 Level/-01 MOD 05 |  | Air Conditioning | 2019-05-28 11:03 |  | Nordman
00382 | CCU02 | CCU CW | DigiPlex Norway AS | 02 MOD 01.1 | DigiPlex Norway AS/02 Level/02 MOD 01/02 MOD 01.1 |  | Cooling | 2019-05-23 10:20 |  | Liebert Hiross HPM
00202 | SB1D | Switchboard | DigiPlex Norway AS | '-01 SR BD | DigiPlex Norway AS/-01 Level/-01 SR BD |  | Electrical Distribution | 2019-05-23 10:35
TEMPSpillKitDNAS | Fuel Spillage kit DNAS | Fuel Spillage Kit | DigiPlex Norway AS | POD Apron | DigiPlex Norway AS/DNAS External Areas/POD Apron |  | Environment | 2019-05-23 10:10
00055 | CCU02 | CCU CW | DigiPlex Norway AS | '-01 MOD 03.1 | DigiPlex Norway AS/-01 Level/-01 MOD 03/-01 MOD 03.1 |  | Cooling | 2019-05-28 10:56 |  | Hiross
00257 | METR00/10DY | Distribution Board | DigiPlex Norway AS | 00 MOD 01.3 | DigiPlex Norway AS/00 Level/00 MOD 01/00 MOD 01.3 |  | Electrical Distribution | 2019-05-23 10:13
00115 | VESDA | Aspiration | DigiPlex Norway AS | '-01 MOD 05 | DigiPlex Norway AS/-01 Level/-01 MOD 05 |  | Fire Alarm | 2019-05-28 10:48 |  | Eltek
00728 | VESDA | Aspiration | DigiPlex Norway AS | 02 MOD 07.3 | DigiPlex Norway AS/02 Level/02 MOD 07/02 MOD 07.3 |  | Fire Alarm | 2019-05-28 10:49 |  | Eltek
00196 | CSSB1A - Q01 | Air Circuit Breaker | DigiPlex Norway AS | '-01 SR AC | DigiPlex Norway AS/-01 Level/-01 SR AC |  | Electrical Distribution | 2019-05-23 10:34 |  | Masterpact
00685 | CCU3A | CCU CW | DigiPlex Norway AS | POD PLT 04 | DigiPlex Norway AS/DNAS External Areas/Plant PODs/POD PLT 04 |  | Cooling | 2019-05-28 10:56 |  | STULZ
01337 | BAT F1.5.1 | Battery String | DigiPlex Norway AS | POD PLT 10, F Batt Room | DigiPlex Norway AS/DNAS External Areas/Plant PODs/POD PLT 10, F Batt Room |  | UPS | 2019-05-23 10:14
00274 | CCU06 | CCU CW | DigiPlex Norway AS | 00 MOD 01.6 | DigiPlex Norway AS/00 Level/00 MOD 01/00 MOD 01.6 |  | Cooling | 2019-05-28 10:58 |  | Hiross
00715 | LLSB 02/04 | Distribution Board | DigiPlex Norway AS | 02 MOD 06.3 | DigiPlex Norway AS/02 Level/02 MOD 06/02 MOD 06.3 |  | Electrical Distribution | 2019-05-23 10:35
00567 | Air Handling Unit Fresh Air | AHU | DigiPlex Norway AS | POD COR 01 | DigiPlex Norway AS/DNAS External Areas/Plant PODs/POD COR 01 |  | Air Conditioning | 2019-05-23 10:34 |  | SystemAir
00914 | BAT B1.8 | Battery String | DigiPlex Norway AS | POD PLT 03 | DigiPlex Norway AS/DNAS External Areas/Plant PODs/POD PLT 03 |  | UPS | 2019-05-23 10:15
00161 | CCU02 | CCU CW | DigiPlex Norway AS | '-01 PLT 02 | DigiPlex Norway AS/-01 Level/-01 PLT 02 |  | Cooling | 2019-05-23 10:10 |  | Liebert
00660 | Diesel Generator 1D | Diesel Generator | DigiPlex Norway AS | POD PLT 02 | DigiPlex Norway AS/DNAS External Areas/Plant PODs/POD PLT 02 |  | Power Generator | 2019-05-23 10:13
00394 | VESDA | Aspiration | DigiPlex Norway AS | 02 MOD 01.2 | DigiPlex Norway AS/02 Level/02 MOD 01/02 MOD 01.2 |  | Fire Alarm | 2019-05-28 10:48 |  | Eltek
00476 | UPS Module F1.1 | UPS Static | DigiPlex Norway AS | POD PLT 08 (POD F) | DigiPlex Norway AS/DNAS External Areas/Plant PODs/POD PLT 08 (POD F) |  | UPS | 2019-05-23 10:14 |  | APC MGE
00509 | Battery circuit breaker F1.1 | Battery Circuit Breaker | DigiPlex Norway AS | POD PLT 10, F Batt Room | DigiPlex Norway AS/DNAS External Areas/Plant PODs/POD PLT 10, F Batt Room |  | UPS | 2019-05-23 10:10
00399 | METR02/40C3 | Distribution Board | DigiPlex Norway AS | 02 MOD 01.4 | DigiPlex Norway AS/02 Level/02 MOD 01/02 MOD 01.4 |  | Electrical Distribution | 2019-05-23 10:09
00087-F27 | LLSB -01/06, Emergency light circuit F27 | Emergency Lighting | DigiPlex Norway AS | '-01 PLT 01 | DigiPlex Norway AS/-01 Level/-01 PLT 01 |  | Lighting | 2019-05-23 10:35 |  | Satema AS
00709 | Extract fan 1D | Axial Fan | DigiPlex Norway AS | POD PLT 02 | DigiPlex Norway AS/DNAS External Areas/Plant PODs/POD PLT 02 |  | Air Conditioning | 2019-05-23 10:34
00383 | CCU01 | CCU CW | DigiPlex Norway AS | 02 MOD 01.1 | DigiPlex Norway AS/02 Level/02 MOD 01/02 MOD 01.1 |  | Cooling | 2019-05-28 10:58 |  | Liebert Hiross HPM
00820 | MMU3 UPS 04/04 DY | UPS Rotary | DigiPlex Norway AS | 04 PLT 03 | DigiPlex Norway AS/04 Level/04 PLT 03 |  | UPS | 2019-05-23 10:20 |  | Active Power
00652 | Expansion vessel 1 PU/1 | Pressure Vessel | DigiPlex Norway AS | POD PLT 01 | DigiPlex Norway AS/DNAS External Areas/Plant PODs/POD PLT 01 |  | Water Treatment | 2019-07-01 10:22
00319 | LLSB 00/10 | Distribution Board | DigiPlex Norway AS | 00 PLT 01 | DigiPlex Norway AS/00 Level/00 PLT 01 |  | Electrical Distribution | 2019-05-23 10:35
00198 | CSSB2A - Q02 | Air Circuit Breaker | DigiPlex Norway AS | '-01 SR AC | DigiPlex Norway AS/-01 Level/-01 SR AC |  | Electrical Distribution | 2019-05-23 10:34 |  | Masterpact
Temp BMS 04PLT03 1 | Control panel | BMS Outstation | DigiPlex Norway AS | 04 PLT 03 | DigiPlex Norway AS/04 Level/04 PLT 03 |  | BMS Equipment | 2019-05-23 10:19
00441 | METR 02/31E1.2 | Distribution Board | DigiPlex Norway AS | 02 MOD 04 | DigiPlex Norway AS/02 Level/02 MOD 04 |  | Electrical Distribution | 2019-05-23 10:09
00477 | Castell System | Castell System | DigiPlex Norway AS | POD PLT 08 (POD F) | DigiPlex Norway AS/DNAS External Areas/Plant PODs/POD PLT 08 (POD F) |  | Electrical Distribution | 2019-05-23 10:34
00349 | PDU 00/05.1B | Distribution Board | DigiPlex Norway AS | 00 MOD 05 | DigiPlex Norway AS/00 Level/00 MOD 05 |  | Electrical Distribution | 2019-05-23 10:09
00364 | METR 00/23F1.1 | Distribution Board | DigiPlex Norway AS | 00 MOD 06.2 | DigiPlex Norway AS/00 Level/00 MOD 06/00 MOD 06.2 |  | Electrical Distribution | 2019-05-23 10:09
00218 | SBSB1D - Q Spare 1 | Air Circuit Breaker | DigiPlex Norway AS | '-01 SR BD | DigiPlex Norway AS/-01 Level/-01 SR BD |  | Electrical Distribution | 2019-05-23 10:35 |  | Masterpact
00084 | METR-01/10B | Distribution Board | DigiPlex Norway AS | '-01 MOD 08.1 | DigiPlex Norway AS/-01 Level/-01 MOD 08/-01 MOD 08.1 |  | Electrical Distribution | 2019-05-23 10:20
TEMPhose1 | Water Hose Reel 1 | Water Hose Reel | DigiPlex Norway AS | POD Apron | DigiPlex Norway AS/DNAS External Areas/POD Apron |  | Water Supply | 2019-08-07 12:51
00545 | UPS 04/02 CY Main cabinet | UPS Rotary | DigiPlex Norway AS | 04 PLT 02 | DigiPlex Norway AS/04 Level/04 PLT 02 |  | UPS | 2019-05-23 10:09 |  | Active Power
00371 | METR00/25F1.1 | Distribution Board | DigiPlex Norway AS | 00 MOD 06.3 | DigiPlex Norway AS/00 Level/00 MOD 06/00 MOD 06.3 |  | Electrical Distribution | 2019-05-23 10:10
00927 | METR -01/37C5 | Distribution Board | DigiPlex Norway AS | '-01 MOD 09 | DigiPlex Norway AS/-01 Level/-01 MOD 09 |  | Electrical Distribution | 2019-05-22 06:46
00906 | BCB B1 | Air Circuit Breaker | DigiPlex Norway AS | POD PLT 03 | DigiPlex Norway AS/DNAS External Areas/Plant PODs/POD PLT 03 |  | Electrical Distribution | 2019-05-23 10:13
TEMPCW | Chilled Water Pipework | Chilled Water Pipework | DigiPlex Norway AS | DigiPlex Norway AS | DigiPlex Norway AS |  | Cooling Distribution | 2019-07-03 07:17
00857 | Matrix BMS cabinet G4S-2 | BMS Outstation | DigiPlex Norway AS | 03 Level | DigiPlex Norway AS/03 Level |  | BMS Equipment | 2019-05-23 10:21
00063 | MCC -01/03 - Q01 Main Switch | Compact Circuit Breaker | DigiPlex Norway AS | '-01 PLT 03 | DigiPlex Norway AS/-01 Level/-01 PLT 03 |  | Electrical Distribution | 2019-05-23 10:35
00428 | CCU03 | CCU CW | DigiPlex Norway AS | 02 MOD 03 | DigiPlex Norway AS/02 Level/02 MOD 03 |  | Cooling | 2019-05-28 10:56 |  | Liebert HPM
00944 | CS1A - Q12 | Air Circuit Breaker | DigiPlex Norway AS | POD PLT 04 | DigiPlex Norway AS/DNAS External Areas/Plant PODs/POD PLT 04 |  | Electrical Distribution | 2019-05-23 10:20
00947 | SB2A-2 - Q05 UIB | Air Circuit Breaker | DigiPlex Norway AS | POD PLT 04 | DigiPlex Norway AS/DNAS External Areas/Plant PODs/POD PLT 04 |  | Electrical Distribution | 2019-05-23 10:14
00467 | FIRE PANEL | Fire Panel | DigiPlex Norway AS | 00 COR 04 | DigiPlex Norway AS/00 Level/00 COR 04 |  | Fire Alarm | 2019-05-23 10:15
00378 | LLCS 03/01 | Distribution Board | DigiPlex Norway AS | 03 Level | DigiPlex Norway AS/03 Level |  | Electrical Distribution | 2019-05-23 10:10
00965 | LLSB POD 05 | Distribution Board | DigiPlex Norway AS | POD PLT 05 | DigiPlex Norway AS/DNAS External Areas/Plant PODs/POD PLT 05 |  | Electrical Distribution | 2019-08-07 12:03
00683 | CCU1A | CCU CW | DigiPlex Norway AS | POD PLT 04 | DigiPlex Norway AS/DNAS External Areas/Plant PODs/POD PLT 04 |  | Cooling | 2019-05-28 10:56 |  | STULZ
00792 | CCU03 | CCU CW | DigiPlex Norway AS | 03 MOD 01.2 | DigiPlex Norway AS/03 Level/03 MOD 01/03 MOD 01.2 |  | Cooling | 2019-05-23 10:14 |  | Emersson Liebert PCW
00468 | FIRE PANEL | Fire Panel | DigiPlex Norway AS | 00 COR 04 | DigiPlex Norway AS/00 Level/00 COR 04 |  | Fire Alarm | 2019-05-23 10:15
00611 | Q03 CSSB1E | Air Circuit Breaker | DigiPlex Norway AS | POD PLT 06 (POD E) | DigiPlex Norway AS/DNAS External Areas/Plant PODs/POD PLT 06 (POD E) |  | Electrical Distribution | 2019-05-23 10:15 |  | Masterpact
00664 | Fuel System Diesel Gen 1B | Fuel Tank | DigiPlex Norway AS | POD PLT 02 | DigiPlex Norway AS/DNAS External Areas/Plant PODs/POD PLT 02 |  | Power Generator | 2019-05-23 10:10
00309 | 48VDCPDU 00/03 | Distribution Board | DigiPlex Norway AS | 00 MOD 03 | DigiPlex Norway AS/00 Level/00 MOD 03 |  | Electrical Distribution | 2019-05-23 10:13
00056 | CCU01 | CCU CW | DigiPlex Norway AS | '-01 MOD 03.4 | DigiPlex Norway AS/-01 Level/-01 MOD 03/-01 MOD 03.4 |  | Cooling | 2019-05-28 10:58 |  | Hiross
00849-F09 | LLSB 02/11, Emergency light circuit F09 | Emergency Lighting | DigiPlex Norway AS | 02 MOD 08 | DigiPlex Norway AS/02 Level/02 MOD 08 |  | Lighting | 2019-05-23 10:35
00135 | CCU02 | CCU CW | DigiPlex Norway AS | '-01 MOD 01.1 | DigiPlex Norway AS/-01 Level/-01 MOD 01/-01 MOD 01.1 |  | Cooling | 2019-05-23 10:10 |  | Hiross
00582 | Q07 gen 4 GOP EF | Air Circuit Breaker | DigiPlex Norway AS | POD PLT 07 | DigiPlex Norway AS/DNAS External Areas/Plant PODs/POD PLT 07 |  | Electrical Distribution | 2019-05-23 10:35 |  | Masterpact
00065 | MCC -01/03 - Q03 Main Switch | Compact Circuit Breaker | DigiPlex Norway AS | '-01 PLT 03 | DigiPlex Norway AS/-01 Level/-01 PLT 03 |  | Electrical Distribution | 2019-05-23 10:35
Temp 03OFF09-F20 | LLSB 03/02, Emergency light circuit F20 | Emergency Lighting | DigiPlex Norway AS | 03 Level | DigiPlex Norway AS/03 Level |  | Lighting | 2019-05-23 10:35
00907 | BAT B1.1 | Battery String | DigiPlex Norway AS | POD PLT 03 | DigiPlex Norway AS/DNAS External Areas/Plant PODs/POD PLT 03 |  | UPS | 2019-05-23 10:14
00958 | BAT A1.5 | Battery String | DigiPlex Norway AS | POD PLT 04 | DigiPlex Norway AS/DNAS External Areas/Plant PODs/POD PLT 04 |  | UPS | 2019-05-23 10:09
00767-F06 | LLSB 02/05, Emergency light circuit F06 | Emergency Lighting | DigiPlex Norway AS | 02 MOD 06.1 | DigiPlex Norway AS/02 Level/02 MOD 06/02 MOD 06.1 |  | Lighting | 2019-05-23 10:35
00836 | CCU02 | CCU CW | DigiPlex Norway AS | 02 MOD 08 | DigiPlex Norway AS/02 Level/02 MOD 08 |  | Cooling | 2019-05-23 10:20
00984 | Hot Water Tank | Electric Water Heater | DigiPlex Norway AS | POD PLT 01 | DigiPlex Norway AS/DNAS External Areas/Plant PODs/POD PLT 01 |  | Heating Equipment | 2019-08-07 12:10
00739 | METR02/28CY | Distribution Board | DigiPlex Norway AS | 02 CCR C | DigiPlex Norway AS/02 Level/02 CCR C |  | Electrical Distribution | 2019-05-23 10:14
00585 | Q10 SBSB1E | Air Circuit Breaker | DigiPlex Norway AS | POD PLT 06 (POD E) | DigiPlex Norway AS/DNAS External Areas/Plant PODs/POD PLT 06 (POD E) |  | Electrical Distribution | 2019-05-23 10:35 |  | Masterpact
00687 | LANDLORD POD A | Distribution Board | DigiPlex Norway AS | POD PLT 04 | DigiPlex Norway AS/DNAS External Areas/Plant PODs/POD PLT 04 |  | Electrical Distribution | 2019-08-07 11:59
00284 | METR00/18DX | Distribution Board | DigiPlex Norway AS | 00 MOD 01.5 | DigiPlex Norway AS/00 Level/00 MOD 01/00 MOD 01.5 |  | Electrical Distribution | 2019-05-23 10:10
00770 | METR02/01CX | Distribution Board | DigiPlex Norway AS | 02 MOD 06.1 | DigiPlex Norway AS/02 Level/02 MOD 06/02 MOD 06.1 |  | Electrical Distribution | 2019-05-23 10:11
01328 | BAT E1.5.1 | Battery String | DigiPlex Norway AS | POD PLT 09, E Batt Room | DigiPlex Norway AS/DNAS External Areas/Plant PODs/POD PLT 09, E Batt Room |  | UPS | 2019-05-23 10:20
00852 | Axial fan in battery rom. | Axial Fan | DigiPlex Norway AS | POD PLT 09, E Batt Room | DigiPlex Norway AS/DNAS External Areas/Plant PODs/POD PLT 09, E Batt Room |  | Air Conditioning | 2019-05-23 10:34
Temp BMS 04PLT03 2 | Control panel | BMS Outstation | DigiPlex Norway AS | 04 PLT 03 | DigiPlex Norway AS/04 Level/04 PLT 03 |  | BMS Equipment | 2019-05-23 10:19
00978 | ATS POD 06 | Distribution Board | DigiPlex Norway AS | POD PLT 01 | DigiPlex Norway AS/DNAS External Areas/Plant PODs/POD PLT 01 |  | Electrical Distribution | 2019-08-07 12:44
00058 | METR-01/01A | Distribution Board | DigiPlex Norway AS | '-01 MOD 03.4 | DigiPlex Norway AS/-01 Level/-01 MOD 03/-01 MOD 03.4 |  | Electrical Distribution | 2019-05-23 10:10
00228 | SB1B | Switchboard | DigiPlex Norway AS | '-01 SR BD | DigiPlex Norway AS/-01 Level/-01 SR BD |  | Electrical Distribution | 2019-05-23 10:19 |  | E&I Engineering
00790 | Passenger Lift | Lift | DigiPlex Norway AS | DigiPlex Norway AS | DigiPlex Norway AS |  | Buildings | 2019-05-28 10:50
00743 | Control panel | BMS Outstation | DigiPlex Norway AS | 02 PLT 01 | DigiPlex Norway AS/02 Level/02 PLT 01 |  | BMS Equipment | 2019-05-23 10:15
00974 | ATS POD 04 | Distribution Board | DigiPlex Norway AS | POD PLT 01 | DigiPlex Norway AS/DNAS External Areas/Plant PODs/POD PLT 01 |  | Electrical Distribution | 2019-08-07 12:44
00549 | Bms control panel | BMS Outstation | DigiPlex Norway AS | 04 PLT 02 | DigiPlex Norway AS/04 Level/04 PLT 02 |  | BMS Equipment | 2019-05-23 10:14
00213 | SBSB1B - Q03 | Air Circuit Breaker | DigiPlex Norway AS | '-01 SR BD | DigiPlex Norway AS/-01 Level/-01 SR BD |  | Electrical Distribution | 2019-05-23 10:35 |  | Masterpact
00232 | SB1B - Q04 | Air Circuit Breaker | DigiPlex Norway AS | '-01 SR BD | DigiPlex Norway AS/-01 Level/-01 SR BD |  | Electrical Distribution | 2019-05-23 10:35 |  | Masterpact
00029 | Hiromatic liebert hiross outstation | BMS Outstation | DigiPlex Norway AS | '-01 MOD 02.3 | DigiPlex Norway AS/-01 Level/-01 MOD 02/-01 MOD 02.3 |  | BMS Equipment | 2019-05-23 10:19
00957 | BAT A1.4 | Battery String | DigiPlex Norway AS | POD PLT 04 | DigiPlex Norway AS/DNAS External Areas/Plant PODs/POD PLT 04 |  | UPS | 2019-05-23 10:14
00657 | Electric heater | Electric Panel Heater | DigiPlex Norway AS | POD PLT 01 | DigiPlex Norway AS/DNAS External Areas/Plant PODs/POD PLT 01 |  | Heating Equipment | 2019-10-14 07:13
00059 | METR-01/02B | Distribution Board | DigiPlex Norway AS | '-01 MOD 03.4 | DigiPlex Norway AS/-01 Level/-01 MOD 03/-01 MOD 03.4 |  | Electrical Distribution | 2019-05-23 10:10
00251 | METR00/08CY | Distribution Board | DigiPlex Norway AS | 00 MOD 01.2 | DigiPlex Norway AS/00 Level/00 MOD 01/00 MOD 01.2 |  | Electrical Distribution | 2019-05-23 10:13
00393 | METR02/30C4 | Distribution Board | DigiPlex Norway AS | 02 MOD 01.2 | DigiPlex Norway AS/02 Level/02 MOD 01/02 MOD 01.2 |  | Electrical Distribution | 2019-05-23 10:10
01326 | BAT E1.4.1 | Battery String | DigiPlex Norway AS | POD PLT 09, E Batt Room | DigiPlex Norway AS/DNAS External Areas/Plant PODs/POD PLT 09, E Batt Room |  | UPS | 2019-05-23 10:13
00007 | Fire alarm argonite system 08 | Fire Panel | DigiPlex Norway AS | '-01 COR 02 | DigiPlex Norway AS/-01 Level/-01 COR 02 |  | Fire Alarm | 2019-08-07 12:28 |  | Eltek
00334 | CCU04 | CCU CW | DigiPlex Norway AS | 00 MOD 04.2 | DigiPlex Norway AS/00 Level/00 MOD 04/00 MOD 04.2 |  | Cooling | 2019-05-28 10:58
00599 | UPS Module E1.2 | UPS Static | DigiPlex Norway AS | POD PLT 06 (POD E) | DigiPlex Norway AS/DNAS External Areas/Plant PODs/POD PLT 06 (POD E) |  | UPS | 2019-05-23 10:14 |  | APC MGE
00222 | CSSB1B - Q02 | Air Circuit Breaker | DigiPlex Norway AS | '-01 SR BD | DigiPlex Norway AS/-01 Level/-01 SR BD |  | Electrical Distribution | 2019-05-23 10:19 |  | Masterpact
00746 | LLSB 02/08 | Distribution Board | DigiPlex Norway AS | 02 MOD 05.4 | DigiPlex Norway AS/02 Level/02 MOD 05/02 MOD 05.4 |  | Electrical Distribution | 2019-05-23 10:35
01335 | BAT F1.3.1 | Battery String | DigiPlex Norway AS | POD PLT 10, F Batt Room | DigiPlex Norway AS/DNAS External Areas/Plant PODs/POD PLT 10, F Batt Room |  | UPS | 2019-05-23 10:13
00067 | Liebert bms outsation | BMS Outstation | DigiPlex Norway AS | '-01 MOD 03.1 | DigiPlex Norway AS/-01 Level/-01 MOD 03/-01 MOD 03.1 |  | BMS Equipment | 2019-05-23 10:19
00413 | CCU03 | CCU CW | DigiPlex Norway AS | 02 MOD 02 | DigiPlex Norway AS/02 Level/02 MOD 02 |  | Cooling | 2019-05-28 10:57 |  | Liebert HPM
00080 | METR-01/07A | Distribution Board | DigiPlex Norway AS | '-01 MOD 08.2 | DigiPlex Norway AS/-01 Level/-01 MOD 08/-01 MOD 08.2 |  | Electrical Distribution | 2019-05-23 10:21
00962-F06 | LLSB POD/03, Emergency light circuit F06 | Emergency Lighting | DigiPlex Norway AS | POD PLT 04 | DigiPlex Norway AS/DNAS External Areas/Plant PODs/POD PLT 04 |  | Lighting | 2019-10-17 13:01
00757 | CCU03 | CCU CW | DigiPlex Norway AS | 02 MOD 05.2 | DigiPlex Norway AS/02 Level/02 MOD 05/02 MOD 05.2 |  | Cooling | 2019-05-23 10:14 |  | Liebert
00192 | SB1A - Q01 | Air Circuit Breaker | DigiPlex Norway AS | '-01 SR AC | DigiPlex Norway AS/-01 Level/-01 SR AC |  | Electrical Distribution | 2019-05-23 10:35 |  | Masterpact
00587 | Q08 SBSB1E | Air Circuit Breaker | DigiPlex Norway AS | POD PLT 06 (POD E) | DigiPlex Norway AS/DNAS External Areas/Plant PODs/POD PLT 06 (POD E) |  | Electrical Distribution | 2019-05-23 10:14 |  | Masterpact
00849 | LLSB 02/11 | Distribution Board | DigiPlex Norway AS | 02 MOD 08 | DigiPlex Norway AS/02 Level/02 MOD 08 |  | Electrical Distribution | 2019-05-23 10:35
00374 | Fire panel system10 | Fire Panel | DigiPlex Norway AS | 00 COR 04 | DigiPlex Norway AS/00 Level/00 COR 04 |  | Fire Alarm | 2019-05-23 10:20
00920 | CCU07 | CCU CW | DigiPlex Norway AS | '-01 PLT 05 | DigiPlex Norway AS/-01 Level/-01 PLT 05 |  | Cooling | 2019-05-28 10:56
00723 | METR02/09CX | Distribution Board | DigiPlex Norway AS | 02 MOD 07.2 | DigiPlex Norway AS/02 Level/02 MOD 07/02 MOD 07.2 |  | Electrical Distribution | 2019-05-23 10:09
00982-F10 | LLSB POD/04, Emergency light circuit F10 | Emergency Lighting | DigiPlex Norway AS | POD PLT 01 | DigiPlex Norway AS/DNAS External Areas/Plant PODs/POD PLT 01 |  | Lighting | 2019-10-17 13:01
00583 | SBSB1E | Switchboard | DigiPlex Norway AS | POD PLT 06 (POD E) | DigiPlex Norway AS/DNAS External Areas/Plant PODs/POD PLT 06 (POD E) |  | Electrical Distribution | 2019-05-23 10:20 |  | Logstrup
00132 | CCU01 | CCU CW | DigiPlex Norway AS | '-01 MOD 01.1 | DigiPlex Norway AS/-01 Level/-01 MOD 01/-01 MOD 01.1 |  | Cooling | 2019-05-28 10:57 |  | Hiross
00406 | METR02/44C3 | Distribution Board | DigiPlex Norway AS | 02 MOD 01.6 | DigiPlex Norway AS/02 Level/02 MOD 01/02 MOD 01.6 |  | Electrical Distribution | 2019-05-23 10:09
00159 | Inverter control VFD | VFD | DigiPlex Norway AS | '-01 COR 05 | DigiPlex Norway AS/-01 Level/-01 COR 05 |  | Power Control | 2019-05-23 10:35 |  | Danfoss
00812 | UPS 04/06 C3 Main cabinet with MMU and IOC | UPS Rotary | DigiPlex Norway AS | 04 PLT 03 | DigiPlex Norway AS/04 Level/04 PLT 03 |  | UPS | 2019-05-23 10:20
00564 | METR 04/03CX | Distribution Board | DigiPlex Norway AS | 04 MOD 01.2 | DigiPlex Norway AS/04 Level/04 MOD 01/04 MOD 01.2 |  | Electrical Distribution | 2019-05-23 10:20
00912 | BAT B1.6 | Battery String | DigiPlex Norway AS | POD PLT 03 | DigiPlex Norway AS/DNAS External Areas/Plant PODs/POD PLT 03 |  | UPS | 2019-05-23 10:10
00426 | LLSB 02/18 | Distribution Board | DigiPlex Norway AS | 02 MOD 03 | DigiPlex Norway AS/02 Level/02 MOD 03 |  | Electrical Distribution | 2019-05-23 10:35
00854 | AHU for E-UPS room. | AHU | DigiPlex Norway AS | POD PLT 06 (POD E) | DigiPlex Norway AS/DNAS External Areas/Plant PODs/POD PLT 06 (POD E) |  | Air Conditioning | 2019-05-23 10:34
00012 | CCU05 | CCU CW | DigiPlex Norway AS | '-01 MOD 02.1 | DigiPlex Norway AS/-01 Level/-01 MOD 02/-01 MOD 02.1 |  | Cooling | 2019-05-28 10:56 |  | Hiross
00702 | Diesel Generator 1A | Diesel Generator | DigiPlex Norway AS | POD PLT 05 | DigiPlex Norway AS/DNAS External Areas/Plant PODs/POD PLT 05 |  | Power Generator | 2019-05-23 10:19 |  | MTU
00559 | LLSB 04/02 | Distribution Board | DigiPlex Norway AS | 04 MOD 01.1 | DigiPlex Norway AS/04 Level/04 MOD 01/04 MOD 01.1 |  | Electrical Distribution | 2019-05-23 10:35
00870 | METR-01/23A | Distribution Board | DigiPlex Norway AS | '-01 MOD 05 | DigiPlex Norway AS/-01 Level/-01 MOD 05 |  | Electrical Distribution | 2019-05-23 10:10
00733 | Control panel | BMS Outstation | DigiPlex Norway AS | 02 MOD 07 COR | DigiPlex Norway AS/02 Level/02 MOD 07/02 MOD 07 COR |  | BMS Equipment | 2019-05-23 10:20
00317 | BMS CONTROL PAMEL | BMS Outstation | DigiPlex Norway AS | 00 PLT 01 | DigiPlex Norway AS/00 Level/00 PLT 01 |  | BMS Equipment | 2019-05-23 10:14 |  | Siemens
00173 | SBSB1A - Q01 | Air Circuit Breaker | DigiPlex Norway AS | '-01 SR AC | DigiPlex Norway AS/-01 Level/-01 SR AC |  | Electrical Distribution | 2019-05-23 10:35 |  | Merlin Gerin
00915 | CCU01 | CCU CW | DigiPlex Norway AS | POD PLT 03 | DigiPlex Norway AS/DNAS External Areas/Plant PODs/POD PLT 03 |  | Cooling | 2019-05-28 10:56
00669 | Extract fan 1B | Axial Fan | DigiPlex Norway AS | POD PLT 02 | DigiPlex Norway AS/DNAS External Areas/Plant PODs/POD PLT 02 |  | Air Conditioning | 2019-05-23 10:34
00168 | UPS System C5 | UPS Static | DigiPlex Norway AS | '-01 PLT 02 | DigiPlex Norway AS/-01 Level/-01 PLT 02 |  | UPS | 2019-07-02 12:10 |  | APC
00261 | PDU 00/02 B | Distribution Board | DigiPlex Norway AS | 00 MOD 02 | DigiPlex Norway AS/00 Level/00 MOD 02 |  | Electrical Distribution | 2019-05-23 10:09
00122 | CCU08 | CCU CW | DigiPlex Norway AS | '-01 MOD 07.2 | DigiPlex Norway AS/-01 Level/-01 MOD 07/-01 MOD 07.2 |  | Cooling | 2019-05-23 10:21 |  | Emerson
00420 | METR 02/55F1 | Distribution Board | DigiPlex Norway AS | 02 MOD 02 | DigiPlex Norway AS/02 Level/02 MOD 02 |  | Electrical Distribution | 2019-05-23 10:21
00655 | Fire panel system 9 | Fire Panel | DigiPlex Norway AS | POD PLT 01 | DigiPlex Norway AS/DNAS External Areas/Plant PODs/POD PLT 01 |  | Fire Alarm | 2019-05-23 10:21 |  | FIREGUARD
00235 | Fire Hose | Fire Hose | DigiPlex Norway AS | 00 STR 02 | DigiPlex Norway AS/00 Level/00 STR 02 |  | Fire Prevention | 2019-07-04 10:32
00114 | HUM02 | Humidifier | DigiPlex Norway AS | '-01 MOD 05 | DigiPlex Norway AS/-01 Level/-01 MOD 05 |  | Air Conditioning | 2019-05-28 11:03 |  | Nordman
00270 | PDU 00/02 - Q03 - B Main Switch | Compact Circuit Breaker | DigiPlex Norway AS | 00 MOD 02 | DigiPlex Norway AS/00 Level/00 MOD 02 |  | Electrical Distribution | 2019-05-23 10:21
00074 | CCU04 | CCU CW | DigiPlex Norway AS | '-01 MOD 08.3 | DigiPlex Norway AS/-01 Level/-01 MOD 08/-01 MOD 08.3 |  | Cooling | 2019-05-23 10:14 |  | Hiross
00832 | BMS Outstation | BMS Outstation | DigiPlex Norway AS | 03 MOD 01.3 | DigiPlex Norway AS/03 Level/03 MOD 01/03 MOD 01.3 |  | BMS Equipment | 2019-05-23 10:20
00900 | SB2B-2 - Q04 MBB | Air Circuit Breaker | DigiPlex Norway AS | POD PLT 03 | DigiPlex Norway AS/DNAS External Areas/Plant PODs/POD PLT 03 |  | Electrical Distribution | 2019-05-23 10:10

## DRAS
Asset tag | Name | Model ID | Site | Location | Location Hierarchy | Description | Class | Updated | Maintenance schedule | Manufacturer
10618 | Emergency Lighting XF12 =494.08-FS10 | Emergency Lighting | DigiPlex Rosenholm AS | R01 PLT 04 | DigiPlex Rosenholm AS/R01 Level/R01 PLT 04 |  | Lighting | 2019-05-23 10:34
10025 | VESDA Module 04 | Aspiration | DigiPlex Rosenholm AS | R01 MOD 04.2 | DigiPlex Rosenholm AS/R01 Level/R01 MOD 04/R01 MOD 04.2 |  | Fire Alarm | 2019-05-28 10:48
10620 | Chilled Water Pipework | Chilled Water Pipework | DigiPlex Rosenholm AS | DigiPlex Rosenholm AS | DigiPlex Rosenholm AS |  | Cooling Distribution | 2019-05-23 10:14
10180 | CCU =350.08-IK94 | CCU DX/CW | DigiPlex Rosenholm AS | R01 MOD 09 | DigiPlex Rosenholm AS/R01 Level/R01 MOD 09 |  | Cooling | 2019-05-28 10:56 |  | STULZ
10226 | Leak Detection System Generator Platform | Leak Detection Panel | DigiPlex Rosenholm AS | R01 PLT 10 (GSR) | DigiPlex Rosenholm AS/DRAS External Areas/R01 PLT 10 (GSR) |  | Environment | 2019-05-23 10:19
10100 | BATTERY STRING =494.03 -NB01 | Battery String | DigiPlex Rosenholm AS | R01 PLT 05 Batt. Rm | DigiPlex Rosenholm AS/R01 Level/R01 PLT 05 Batt. Rm |  | UPS | 2019-05-23 10:14 |  | Marathon
10438 | Emergency Lighting XF40 XF41 =493.04-FS06 | Emergency Lighting | DigiPlex Rosenholm AS | R01 MOD 06 | DigiPlex Rosenholm AS/R01 Level/R01 MOD 06 |  | Lighting | 2019-05-23 10:34
10567 | ACB QE10 =493.02-FS01 | Air Circuit Breaker | DigiPlex Rosenholm AS | R01 PLT 07 Hovedtavle | DigiPlex Rosenholm AS/R01 Level/R01 PLT 07 Hovedtavle |  | Electrical Distribution | 2019-05-23 10:34
10474 | Shortbreak Board =493.04-FS08 | Distribution Board | DigiPlex Rosenholm AS | R01 MOD 08 | DigiPlex Rosenholm AS/R01 Level/R01 MOD 08 |  | Electrical Distribution | 2019-05-23 10:35
10040 | CCU =350.08-IK28 | CCU DX/CW | DigiPlex Rosenholm AS | R01 MOD 02 | DigiPlex Rosenholm AS/R01 Level/R01 MOD 02 |  | Cooling | 2019-05-28 10:56 |  | STULZ
10070 | CCU =350.08-IK02 | CCU DX/CW | DigiPlex Rosenholm AS | R01 PLT 02 UPS Rm | DigiPlex Rosenholm AS/R01 Level/R01 PLT 02 UPS Rm |  | Cooling | 2019-05-23 10:14 |  | STULZ
10159 | Fire Alarm System Module 7 | Fire Panel | DigiPlex Rosenholm AS | R01 OFF 01 Reception | DigiPlex Rosenholm AS/R01 Level/R01 OFF 01 Reception |  | Fire Alarm | 2019-05-23 10:19 |  | Eltek
10060 | ACB XQ01 From Generator +R1(PLT07)=494.02-FS01 | Air Circuit Breaker | DigiPlex Rosenholm AS | R01 PLT 07 Hovedtavle | DigiPlex Rosenholm AS/R01 Level/R01 PLT 07 Hovedtavle |  | Electrical Distribution | 2019-05-23 10:10 |  | Masterpact
10222 | Shortbreak Board =493.03-FS02 | Distribution Board | DigiPlex Rosenholm AS | R01 PLT 01 Vent. Plant | DigiPlex Rosenholm AS/R01 Level/R01 PLT 01 Vent. Plant |  | Electrical Distribution | 2019-05-23 10:35
10007 | Access Control and Alarm System | Access Control System | DigiPlex Rosenholm AS | 03 PLT 01 | DigiPlex Norway AS/03 Level/03 PLT 01 |  | Security System | 2019-05-23 10:10 |  | Niscayah
10607 | ACB XQ09 =461.01-FS01 | Air Circuit Breaker | DigiPlex Rosenholm AS | R01 PLT 10 (GSR) | DigiPlex Rosenholm AS/DRAS External Areas/R01 PLT 10 (GSR) |  | Electrical Distribution | 2019-05-23 10:34
10280 | Emergency Lighting XF42 XF43 =493.04-FS01 | Emergency Lighting | DigiPlex Rosenholm AS | R01 MOD 01.3 | DigiPlex Rosenholm AS/R01 Level/R01 MOD 01/R01 MOD 01.3 |  | Lighting | 2019-05-23 10:34
10240 | VESDA Module 02 | Aspiration | DigiPlex Rosenholm AS | R01 MOD 02 | DigiPlex Rosenholm AS/R01 Level/R01 MOD 02 |  | Fire Alarm | 2019-05-28 10:48
10332 | Critical Switchboard B =494.06-FS304 | Distribution Board | DigiPlex Rosenholm AS | R01 MOD 03.2 | DigiPlex Rosenholm AS/R01 Level/R01 MOD 03/R01 MOD 03.2 |  | Electrical Distribution | 2019-05-23 10:10
10057 | ACB QE04 UPS 2 +R1(PLT07)=494.02-FS01 | Air Circuit Breaker | DigiPlex Rosenholm AS | R01 PLT 07 Hovedtavle | DigiPlex Rosenholm AS/R01 Level/R01 PLT 07 Hovedtavle |  | Electrical Distribution | 2019-05-23 10:21 |  | Masterpact
10185 | EMP Cage | EMP Cage | DigiPlex Rosenholm AS | R01 MOD 06 | DigiPlex Rosenholm AS/R01 Level/R01 MOD 06 |  | Physical Security | 2019-05-23 10:09
10199 | Pump P4 ADC Circuit +R1=350.09-JP001 | Pump | DigiPlex Rosenholm AS | R01 PLT 09 (VVS3) | DigiPlex Rosenholm AS/R01 Level/R01 PLT 09 (VVS3) |  | Cooling Distribution | 2019-05-23 10:35
10135 | BATTERY CIRCUIT BREAKER 494.03 -FS03 | Battery Circuit Breaker | DigiPlex Rosenholm AS | R01 PLT 05 Batt. Rm | DigiPlex Rosenholm AS/R01 Level/R01 PLT 05 Batt. Rm |  | UPS | 2019-05-23 10:13
10048 | VESDA Module 01 | Aspiration | DigiPlex Rosenholm AS | R01 MOD 01.3 | DigiPlex Rosenholm AS/R01 Level/R01 MOD 01/R01 MOD 01.3 |  | Fire Alarm | 2019-05-28 10:49
10079 | Pump P2 Datacenter Circuit | Pump | DigiPlex Rosenholm AS | R01 PLT 08 (VVS1) | DigiPlex Rosenholm AS/R01 Level/R01 PLT 08 (VVS1) |  | Cooling Distribution | 2019-05-23 10:35 |  | Siemens
10186 | CCU =350.08-IK102 | CCU DX/CW | DigiPlex Rosenholm AS | R01 MOD 10 | DigiPlex Rosenholm AS/R01 Level/R01 MOD 10 |  | Cooling | 2019-05-23 10:14 |  | STULZ
10033 | CCU =350.08-IK21 | CCU DX/CW | DigiPlex Rosenholm AS | R01 MOD 02 | DigiPlex Rosenholm AS/R01 Level/R01 MOD 02 |  | Cooling | 2019-05-28 10:56 |  | STULZ
10612 | Critical Switchboard A =494.08 -FS09 | Distribution Board | DigiPlex Rosenholm AS | R01 MOD 05.3 | DigiPlex Rosenholm AS/R01 Level/R01 MOD 05.3 |  | Electrical Distribution | 2019-05-23 10:11
10150 | CCU =350.08-IK33 | CCU DX/CW | DigiPlex Rosenholm AS | R01 MOD 03.1 | DigiPlex Rosenholm AS/R01 Level/R01 MOD 03/R01 MOD 03.1 |  | Cooling | 2019-05-28 10:58 |  | STULZ
10224 | BATTERY STRING =494.03 -NB04 | Battery String | DigiPlex Rosenholm AS | R01 PLT 05 Batt. Rm | DigiPlex Rosenholm AS/R01 Level/R01 PLT 05 Batt. Rm |  | UPS | 2019-05-23 10:10 |  | Marathon
10188 | VESDA Module 10 | Aspiration | DigiPlex Rosenholm AS | R01 MOD 10 | DigiPlex Rosenholm AS/R01 Level/R01 MOD 10 |  | Fire Alarm | 2019-05-28 10:48
10603 | ACB QE05 =461.01-FS01 | Air Circuit Breaker | DigiPlex Rosenholm AS | R01 PLT 10 (GSR) | DigiPlex Rosenholm AS/DRAS External Areas/R01 PLT 10 (GSR) |  | Electrical Distribution | 2019-05-23 10:20
10609 | ACB XQ12 =461.01-FS01 | Air Circuit Breaker | DigiPlex Rosenholm AS | R01 PLT 10 (GSR) | DigiPlex Rosenholm AS/DRAS External Areas/R01 PLT 10 (GSR) |  | Electrical Distribution | 2019-05-23 10:34
10042 | CCU =350.08-IK11 | CCU DX/CW | DigiPlex Rosenholm AS | R01 MOD 01.1 | DigiPlex Rosenholm AS/R01 Level/R01 MOD 01/R01 MOD 01.1 |  | Cooling | 2019-05-23 10:19 |  | STULZ
10571 | ACB QE18 =493.02-FS01 | Air Circuit Breaker | DigiPlex Rosenholm AS | R01 PLT 07 Hovedtavle | DigiPlex Rosenholm AS/R01 Level/R01 PLT 07 Hovedtavle |  | Electrical Distribution | 2019-05-23 10:34
10495 | Shortbreak Board =493.04-FS09 | Distribution Board | DigiPlex Rosenholm AS | R01 MOD 09 | DigiPlex Rosenholm AS/R01 Level/R01 MOD 09 |  | Electrical Distribution | 2019-05-23 10:35
10013 | ACB QE01 +R1(MOD05)=494.06-FS0501 | Air Circuit Breaker | DigiPlex Rosenholm AS | R01 MOD 05.3 | DigiPlex Rosenholm AS/R01 Level/R01 MOD 05.3 |  | Electrical Distribution | 2019-05-23 10:09 |  | Masterpact
10166 | Control Panel Fire Extinguisher MOD2 | Fire Suppression | DigiPlex Rosenholm AS | R01 PLT 06 Flaskerom | DigiPlex Rosenholm AS/R01 Level/R01 PLT 06 Flaskerom |  | Fire Prevention | 2019-06-26 08:53 |  | Kentach Electronics
10010 | CCU =350.08-IK57 | CCU DX/CW | DigiPlex Rosenholm AS | R01 MOD 05.3 | DigiPlex Rosenholm AS/R01 Level/R01 MOD 05.3 |  | Cooling | 2019-05-28 10:56 |  | STULZ
10234 | Diesel Generator 4.3 | Diesel Generator | DigiPlex Rosenholm AS | Generator Plattform | DigiPlex Rosenholm AS/DRAS External Areas/Generator Plattform |  | Power Generator | 2019-05-23 10:13
100 R GAS EXT | Gas Suppression System | Fire Suppression | DigiPlex Rosenholm AS | R01 PLT 06 Flaskerom | DigiPlex Rosenholm AS/R01 Level/R01 PLT 06 Flaskerom |  | Fire Prevention | 2019-06-26 08:53
10155 | Degasser | Degasser | DigiPlex Rosenholm AS | R01 PLT 08 (VVS1) | DigiPlex Rosenholm AS/R01 Level/R01 PLT 08 (VVS1) |  | Water Treatment | 2019-05-23 10:34 |  | Reflex
10061 | ACB QE01 From Trafo +R1(PLT07)=494.02-FS01 | Air Circuit Breaker | DigiPlex Rosenholm AS | R01 PLT 07 Hovedtavle | DigiPlex Rosenholm AS/R01 Level/R01 PLT 07 Hovedtavle |  | Electrical Distribution | 2019-05-23 10:34 |  | Masterpact
10413 | Lighting MOD 07.2 | General Lighting | DigiPlex Rosenholm AS | R01 MOD 07.2 | DigiPlex Rosenholm AS/R01 Level/R01 MOD 07.2 |  | Lighting | 2019-05-23 10:35
10080 | Inverter Control Pump P1 | VFD | DigiPlex Rosenholm AS | R01 PLT 08 (VVS1) | DigiPlex Rosenholm AS/R01 Level/R01 PLT 08 (VVS1) |  | Power Control | 2019-05-23 10:35 |  | Aqua drive danfoss
10176 | Fire Alarm System Module 9 | Fire Panel | DigiPlex Rosenholm AS | R01 OFF 01 Reception | DigiPlex Rosenholm AS/R01 Level/R01 OFF 01 Reception |  | Fire Alarm | 2019-05-23 10:15 |  | Eltek
10518 | Earthing COR 06 | Earthing | DigiPlex Rosenholm AS | R01 COR 06 | DigiPlex Rosenholm AS/R01 Level/R01 COR 06 |  | Electrical Distribution | 2019-05-23 10:09
10099 | BATTERY STRING =494.03 -NB02 | Battery String | DigiPlex Rosenholm AS | R01 PLT 05 Batt. Rm | DigiPlex Rosenholm AS/R01 Level/R01 PLT 05 Batt. Rm |  | UPS | 2019-05-23 10:10 |  | Marathon
10065 | ACB S1 FROM STATIC SWITCH 2 +R1=494.04-FS01 | Air Circuit Breaker | DigiPlex Rosenholm AS | R01 PLT 02 UPS Rm | DigiPlex Rosenholm AS/R01 Level/R01 PLT 02 UPS Rm |  | Electrical Distribution | 2019-05-23 10:10 |  | Masterpact
10144 | Diesel Generator 4.1 | Diesel Generator | DigiPlex Rosenholm AS | Generator Plattform | DigiPlex Rosenholm AS/DRAS External Areas/Generator Plattform |  | Power Generator | 2019-05-23 10:13
10071 | UPS Module 3 +R1=494.03-NA03 | UPS Static | DigiPlex Rosenholm AS | R01 PLT 02 UPS Rm | DigiPlex Rosenholm AS/R01 Level/R01 PLT 02 UPS Rm |  | UPS | 2019-05-23 10:14 |  | APC MGE
10217 | Frico Tiger 2 kW Fan Heater | Electric Fan Heater | DigiPlex Rosenholm AS | R01 PLT 10 (GSR) | DigiPlex Rosenholm AS/DRAS External Areas/R01 PLT 10 (GSR) |  | Heating Equipment | 2019-05-23 10:34 |  | Frico
10572 | ACB QE08 =493.02-FS01 | Air Circuit Breaker | DigiPlex Rosenholm AS | R01 PLT 07 Hovedtavle | DigiPlex Rosenholm AS/R01 Level/R01 PLT 07 Hovedtavle |  | Electrical Distribution | 2019-05-23 10:34
10139 | ADC Cooling unit 3 | ADC | DigiPlex Rosenholm AS | Roof | DigiPlex Rosenholm AS/DRAS External Areas/Roof |  | Cooling Production | 2019-05-23 10:34 |  | Trillium Series
10140 | ADC Cooling unit 4 | ADC | DigiPlex Rosenholm AS | Roof | DigiPlex Rosenholm AS/DRAS External Areas/Roof |  | Cooling Production | 2019-05-23 10:34 |  | Trillium Series
10611 | Critical Switchboard B =494.08 -FS08 | Distribution Board | DigiPlex Rosenholm AS | R01 MOD 05.3 | DigiPlex Rosenholm AS/R01 Level/R01 MOD 05.3 |  | Electrical Distribution | 2019-05-23 10:11
10586 | Critical Switchboard +R1=494.07-FS01 | Distribution Board | DigiPlex Rosenholm AS | R01 PLT 04 | DigiPlex Rosenholm AS/R01 Level/R01 PLT 04 |  | Electrical Distribution | 2019-05-23 10:14
10153 | CCU =350.08-IK71 | CCU DX/CW | DigiPlex Rosenholm AS | R01 MOD 07.2 | DigiPlex Rosenholm AS/R01 Level/R01 MOD 07.2 |  | Cooling | 2019-05-28 10:56 |  | STULZ
10205 | Heat exchanger 2 | Heat Exchanger | DigiPlex Rosenholm AS | R01 PLT 09 (VVS3) | DigiPlex Rosenholm AS/R01 Level/R01 PLT 09 (VVS3) |  | Cooling Distribution | 2019-05-23 10:34
10056 | ACB QE05 UPS 3 +R1(PLT07)=494.02-FS01 | Air Circuit Breaker | DigiPlex Rosenholm AS | R01 PLT 07 Hovedtavle | DigiPlex Rosenholm AS/R01 Level/R01 PLT 07 Hovedtavle |  | Electrical Distribution | 2019-05-23 10:19 |  | Masterpact
TEMPcrane001 | Lifting Crane for DC Pumps | Lifting Crane | DigiPlex Rosenholm AS | R01 PLT 08 (VVS1) | DigiPlex Rosenholm AS/R01 Level/R01 PLT 08 (VVS1) |  | Buildings | 2019-06-19 11:52
10606 | ACB XQ10 =461.01-FS01 | Air Circuit Breaker | DigiPlex Rosenholm AS | R01 PLT 10 (GSR) | DigiPlex Rosenholm AS/DRAS External Areas/R01 PLT 10 (GSR) |  | Electrical Distribution | 2019-05-23 10:34
10157 | Fire Alarm System Module 10 | Fire Panel | DigiPlex Rosenholm AS | R01 OFF 01 Reception | DigiPlex Rosenholm AS/R01 Level/R01 OFF 01 Reception |  | Fire Alarm | 2019-05-23 10:19 |  | Eltek
10035 | CCU =350.08-IK23 | CCU DX/CW | DigiPlex Rosenholm AS | R01 MOD 02 | DigiPlex Rosenholm AS/R01 Level/R01 MOD 02 |  | Cooling | 2019-05-28 10:56 |  | STULZ
10460 | Lighting MOD 08 (old MOD 08) | General Lighting | DigiPlex Rosenholm AS | R01 MOD 08 | DigiPlex Rosenholm AS/R01 Level/R01 MOD 08 |  | Lighting | 2019-05-23 10:35
10331 | Critical Switchboard A =494.06-FS303 | Distribution Board | DigiPlex Rosenholm AS | R01 MOD 03.2 | DigiPlex Rosenholm AS/R01 Level/R01 MOD 03/R01 MOD 03.2 |  | Electrical Distribution | 2019-05-23 10:10
10073 | UPS Module 1 +R1=494.03-NA01 | UPS Static | DigiPlex Rosenholm AS | R01 PLT 02 UPS Rm | DigiPlex Rosenholm AS/R01 Level/R01 PLT 02 UPS Rm |  | UPS | 2019-05-23 10:19
10011 | CCU =350.08-IK58 | CCU DX/CW | DigiPlex Rosenholm AS | R01 MOD 05.3 | DigiPlex Rosenholm AS/R01 Level/R01 MOD 05.3 |  | Cooling | 2019-05-28 10:58 |  | STULZ
10563 | ACB QE22 =493.02-FS01 | Air Circuit Breaker | DigiPlex Rosenholm AS | R01 PLT 07 Hovedtavle | DigiPlex Rosenholm AS/R01 Level/R01 PLT 07 Hovedtavle |  | Electrical Distribution | 2019-05-23 10:34
10228 | Fuel tank 3.2 | Fuel Tank | DigiPlex Rosenholm AS | Generator Plattform | DigiPlex Rosenholm AS/DRAS External Areas/Generator Plattform |  | Power Generator | 2019-05-28 10:54
10183 | EMP Cage | EMP Cage | DigiPlex Rosenholm AS | R01 MOD 03.1 | DigiPlex Rosenholm AS/R01 Level/R01 MOD 03/R01 MOD 03.1 |  | Physical Security | 2019-05-23 10:21
10198 | Pump P5 ADC Circuit +R1=350.09-JP002 | Pump | DigiPlex Rosenholm AS | R01 PLT 09 (VVS3) | DigiPlex Rosenholm AS/R01 Level/R01 PLT 09 (VVS3) |  | Cooling Distribution | 2019-05-23 10:35
10235 | Air Handling Unit | AHU | DigiPlex Rosenholm AS | R01 PLT 01 Vent. Plant | DigiPlex Rosenholm AS/R01 Level/R01 PLT 01 Vent. Plant |  | Air Conditioning | 2019-05-23 10:34
10444 | Critical Switchboard =494.06-FS601 | Distribution Board | DigiPlex Rosenholm AS | R01 MOD 06 | DigiPlex Rosenholm AS/R01 Level/R01 MOD 06 |  | Electrical Distribution | 2019-05-23 10:10
10209 | VESDA Module 03 | Aspiration | DigiPlex Rosenholm AS | R01 MOD 03.1 | DigiPlex Rosenholm AS/R01 Level/R01 MOD 03/R01 MOD 03.1 |  | Fire Alarm | 2019-05-28 10:48
10054 | ACB QE07 UPS 5 +R1(PLT07)=494.02-FS01 | Air Circuit Breaker | DigiPlex Rosenholm AS | R01 PLT 07 Hovedtavle | DigiPlex Rosenholm AS/R01 Level/R01 PLT 07 Hovedtavle |  | Electrical Distribution | 2019-05-23 10:14 |  | Masterpact
10508 | Lighting MOD 10 | General Lighting | DigiPlex Rosenholm AS | R01 MOD 10 | DigiPlex Rosenholm AS/R01 Level/R01 MOD 10 |  | Lighting | 2019-05-23 10:35
10588 | Shortbreak Board =493.03-FS04 | Distribution Board | DigiPlex Rosenholm AS | R01 PLT 10 (GSR) | DigiPlex Rosenholm AS/DRAS External Areas/R01 PLT 10 (GSR) |  | Electrical Distribution | 2019-05-23 10:35
10058 | ACB QE03 UPS 1 +R1(PLT07)=494.02-FS01 | Air Circuit Breaker | DigiPlex Rosenholm AS | R01 PLT 07 Hovedtavle | DigiPlex Rosenholm AS/R01 Level/R01 PLT 07 Hovedtavle |  | Electrical Distribution | 2019-05-23 10:09 |  | Masterpact
10601 | ACB XQ07 =461.01-FS01 | Air Circuit Breaker | DigiPlex Rosenholm AS | R01 PLT 10 (GSR) | DigiPlex Rosenholm AS/DRAS External Areas/R01 PLT 10 (GSR) |  | Electrical Distribution | 2019-05-23 10:34
10168 | Control Panel Fire Extinguisher MOD3.2 | Fire Suppression | DigiPlex Rosenholm AS | R01 PLT 06 Flaskerom | DigiPlex Rosenholm AS/R01 Level/R01 PLT 06 Flaskerom |  | Fire Prevention | 2019-06-26 08:53 |  | Kentech Electronics
10510 | Shortbreak Board =493.04-FS10 | Distribution Board | DigiPlex Rosenholm AS | R01 MOD 10 | DigiPlex Rosenholm AS/R01 Level/R01 MOD 10 |  | Electrical Distribution | 2019-05-23 10:35
10605 | ACB QE06 =461.01-FS01 | Air Circuit Breaker | DigiPlex Rosenholm AS | R01 PLT 10 (GSR) | DigiPlex Rosenholm AS/DRAS External Areas/R01 PLT 10 (GSR) |  | Electrical Distribution | 2019-05-23 10:14
10149 | CCU =350.08-IK32 | CCU DX/CW | DigiPlex Rosenholm AS | R01 MOD 03.1 | DigiPlex Rosenholm AS/R01 Level/R01 MOD 03/R01 MOD 03.1 |  | Cooling | 2019-05-23 10:09 |  | STULZ
10279 | Lighting MOD 01.1 | General Lighting | DigiPlex Rosenholm AS | R01 MOD 01.1 | DigiPlex Rosenholm AS/R01 Level/R01 MOD 01/R01 MOD 01.1 |  | Lighting | 2019-05-23 10:35
10165 | Control Panel Fire Extinguisher MOD1 | Fire Suppression | DigiPlex Rosenholm AS | R01 PLT 06 Flaskerom | DigiPlex Rosenholm AS/R01 Level/R01 PLT 06 Flaskerom |  | Fire Prevention | 2019-06-26 08:53 |  | Kentach Electronics
10009 | CCU =350.08-IK56 | CCU DX/CW | DigiPlex Rosenholm AS | R01 MOD 05.3 | DigiPlex Rosenholm AS/R01 Level/R01 MOD 05.3 |  | Cooling | 2019-05-28 10:58 |  | STULZ
10599 | ACB XQ06 =461.01-FS01 | Air Circuit Breaker | DigiPlex Rosenholm AS | R01 PLT 10 (GSR) | DigiPlex Rosenholm AS/DRAS External Areas/R01 PLT 10 (GSR) |  | Electrical Distribution | 2019-05-23 10:34
10089 | Critical Switchboard +R1=494.08-FS10 | Distribution Board | DigiPlex Rosenholm AS | R01 PLT 04 | DigiPlex Rosenholm AS/R01 Level/R01 PLT 04 |  | Electrical Distribution | 2019-05-23 10:10 |  | Langsjoen Elekto AS
10230 | Fuel tank 4.1 | Fuel Tank | DigiPlex Rosenholm AS | Generator Plattform | DigiPlex Rosenholm AS/DRAS External Areas/Generator Plattform |  | Power Generator | 2019-05-28 10:54
10076 | Pump P3 Datacenter Circuit | Pump | DigiPlex Rosenholm AS | R01 PLT 08 (VVS1) | DigiPlex Rosenholm AS/R01 Level/R01 PLT 08 (VVS1) |  | Cooling Distribution | 2019-05-23 10:35 |  | Siemens
10138 | ADC Cooling unit 2 | ADC | DigiPlex Rosenholm AS | Roof | DigiPlex Rosenholm AS/DRAS External Areas/Roof |  | Cooling Production | 2019-05-23 10:34 |  | Trillium Series
10484 | Earthing MOD 09 | Earthing | DigiPlex Rosenholm AS | R01 MOD 09 | DigiPlex Rosenholm AS/R01 Level/R01 MOD 09 |  | Electrical Distribution | 2019-05-23 10:15
10473 | Shortbreak Board =493.04-FS07 | Distribution Board | DigiPlex Rosenholm AS | R01 MOD 08 | DigiPlex Rosenholm AS/R01 Level/R01 MOD 08 |  | Electrical Distribution | 2019-05-23 10:35
10171 | Control Panel Fire Extinguisher MOD6 | Fire Suppression | DigiPlex Rosenholm AS | R01 PLT 06 Flaskerom | DigiPlex Rosenholm AS/R01 Level/R01 PLT 06 Flaskerom |  | Fire Prevention | 2019-06-26 08:53 |  | Kentech Electronics
10021 | CCU =350.08-IK42 | CCU DX/CW | DigiPlex Rosenholm AS | R01 MOD 04.1 | DigiPlex Rosenholm AS/R01 Level/R01 MOD 04/R01 MOD 04.1 |  | Cooling | 2019-05-28 10:56 |  | STULZ
TEMP FIRE EXT DRAS | Handheld Fire Extinguishers | Hand Held Fire Extinguisher | DigiPlex Rosenholm AS | DigiPlex Rosenholm AS | DigiPlex Rosenholm AS |  | Fire Prevention | 2019-06-24 10:57
10062 | Main Switchboard H4 +R1(PLT07)=494.02-FS01 | Switchboard | DigiPlex Rosenholm AS | R01 PLT 07 Hovedtavle | DigiPlex Rosenholm AS/R01 Level/R01 PLT 07 Hovedtavle |  | Electrical Distribution | 2019-05-23 10:19 |  | Kortslut
10431 | Lighting MOD 05.3 | General Lighting | DigiPlex Rosenholm AS | R01 MOD 05.3 | DigiPlex Rosenholm AS/R01 Level/R01 MOD 05.3 |  | Lighting | 2019-05-23 10:35
10145 | Diesel Generator 4.2 | Diesel Generator | DigiPlex Rosenholm AS | Generator Plattform | DigiPlex Rosenholm AS/DRAS External Areas/Generator Plattform |  | Power Generator | 2019-05-23 10:13
10621 | Fresh Air Filter Terminal | Fresh Air Filter | DigiPlex Rosenholm AS | R01 PLT 01 Vent. Plant | DigiPlex Rosenholm AS/R01 Level/R01 PLT 01 Vent. Plant |  | Air Conditioning | 2019-05-23 10:34
10037 | CCU =350.08-IK25 | CCU DX/CW | DigiPlex Rosenholm AS | R01 MOD 02 | DigiPlex Rosenholm AS/R01 Level/R01 MOD 02 |  | Cooling | 2019-05-28 10:56 |  | STULZ
10158 | Fire Alarm System Module 6 | Fire Panel | DigiPlex Rosenholm AS | R01 OFF 01 Reception | DigiPlex Rosenholm AS/R01 Level/R01 OFF 01 Reception |  | Fire Alarm | 2019-05-23 10:20 |  | Eltek
10012 | Critical Switchboard +R1(MOD05)=494.06-F0501 | Distribution Board | DigiPlex Rosenholm AS | R01 MOD 05.3 | DigiPlex Rosenholm AS/R01 Level/R01 MOD 05.3 |  | Electrical Distribution | 2019-05-23 10:14
10068 | ACB S2 DIRECT GENERATOR INPUT +R1=494.04-FS01 | Air Circuit Breaker | DigiPlex Rosenholm AS | R01 PLT 02 UPS Rm | DigiPlex Rosenholm AS/R01 Level/R01 PLT 02 UPS Rm |  | Electrical Distribution | 2019-05-23 10:34 |  | Masterpact
10446 | Lighting MOD 06 (inside EMP cage) | General Lighting | DigiPlex Rosenholm AS | R01 MOD 06 | DigiPlex Rosenholm AS/R01 Level/R01 MOD 06 |  | Lighting | 2019-05-23 10:35
10156 | Pressure Expansion Tank Datacenter Circuit | Pressurisation Unit | DigiPlex Rosenholm AS | R01 PLT 08 (VVS1) | DigiPlex Rosenholm AS/R01 Level/R01 PLT 08 (VVS1) |  | Water Treatment | 2019-05-23 10:35 |  | Reflex
10592 | ACB XQ02 =461.01-FS01 | Air Circuit Breaker | DigiPlex Rosenholm AS | R01 PLT 10 (GSR) | DigiPlex Rosenholm AS/DRAS External Areas/R01 PLT 10 (GSR) |  | Electrical Distribution | 2019-05-23 10:34
10045 | CCU =350.08-IK12 | CCU DX/CW | DigiPlex Rosenholm AS | R01 MOD 01.2 | DigiPlex Rosenholm AS/R01 Level/R01 MOD 01/R01 MOD 01.2 |  | Cooling | 2019-05-23 10:19 |  | STULZ
10050 | CCU =350.08-IK17 | CCU DX/CW | DigiPlex Rosenholm AS | R01 MOD 01.3 | DigiPlex Rosenholm AS/R01 Level/R01 MOD 01/R01 MOD 01.3 |  | Cooling | 2019-05-28 10:57 |  | STULZ
10381 | Lighting MOD 04.3 | General Lighting | DigiPlex Rosenholm AS | R01 MOD 04.3 | DigiPlex Rosenholm AS/R01 Level/R01 MOD 04/R01 MOD 04.3 |  | Lighting | 2019-05-23 10:35
10207 | VESDA Module 07 | Aspiration | DigiPlex Rosenholm AS | R01 MOD 07.2 | DigiPlex Rosenholm AS/R01 Level/R01 MOD 07.2 |  | Fire Alarm | 2019-05-28 10:48
10219 | UPS Module 5 +R1=494.03-NA05 | UPS Static | DigiPlex Rosenholm AS | R01 PLT 02 UPS Rm | DigiPlex Rosenholm AS/R01 Level/R01 PLT 02 UPS Rm |  | UPS | 2019-05-23 10:14 |  | APC MGE
10026 | CCU =350.08-IK46 | CCU DX/CW | DigiPlex Rosenholm AS | R01 MOD 04.3 | DigiPlex Rosenholm AS/R01 Level/R01 MOD 04/R01 MOD 04.3 |  | Cooling | 2019-05-28 10:56 |  | STULZ
10564 | ACB QE21 =493.02-FS01 | Air Circuit Breaker | DigiPlex Rosenholm AS | R01 PLT 07 Hovedtavle | DigiPlex Rosenholm AS/R01 Level/R01 PLT 07 Hovedtavle |  | Electrical Distribution | 2019-05-23 10:34
10218 | UPS Module 4 +R1=494.03-NA04 | UPS Static | DigiPlex Rosenholm AS | R01 PLT 02 UPS Rm | DigiPlex Rosenholm AS/R01 Level/R01 PLT 02 UPS Rm |  | UPS | 2019-05-23 10:13 |  | APC MGE
10614 | Critical Switchboard +R1=494.08-FS07 | Distribution Board | DigiPlex Rosenholm AS | R01 CCR A | DigiPlex Rosenholm AS/R01 Level/R01 CCR A |  | Electrical Distribution | 2019-05-23 10:11
10163 | Puma Control Panels Genset Group 3 | Generator Controller | DigiPlex Rosenholm AS | R01 PLT 10 (GSR) | DigiPlex Rosenholm AS/DRAS External Areas/R01 PLT 10 (GSR) |  | Power Generator | 2019-05-23 10:10 |  | Puma
10148 | CCU =350.08-IK31 | CCU DX/CW | DigiPlex Rosenholm AS | R01 MOD 03.1 | DigiPlex Rosenholm AS/R01 Level/R01 MOD 03/R01 MOD 03.1 |  | Cooling | 2019-05-23 10:09 |  | STULZ
10195 | Pressure Expansion Tank ADC Circuit +R1=350.09-NT0 | Pressurisation Unit | DigiPlex Rosenholm AS | R01 PLT 09 (VVS3) | DigiPlex Rosenholm AS/R01 Level/R01 PLT 09 (VVS3) |  | Water Treatment | 2019-05-23 10:35 |  | Reflex
10193 | CCU =350.08-IK34 | CCU DX/CW | DigiPlex Rosenholm AS | R01 MOD 03.2 | DigiPlex Rosenholm AS/R01 Level/R01 MOD 03/R01 MOD 03.2 |  | Cooling | 2019-05-23 10:09 |  | STULZ
10086 | Scissor Lift | Scissor Lift | DigiPlex Rosenholm AS | R01 STR 02 Goods Receipt Airlock | DigiPlex Rosenholm AS/R01 Level/R01 STR 02 Goods Receipt Airlock |  | Buildings | 2019-05-28 10:50 |  | Translift Europe AS
10210 | BMS Cabinet 01 +R1=563.01-FS03 | BMS Outstation | DigiPlex Rosenholm AS | R01 PLT 04 | DigiPlex Rosenholm AS/R01 Level/R01 PLT 04 |  | BMS Equipment | 2019-05-23 10:14
10437 | Shortbreak Board =493.04-FS06 | Distribution Board | DigiPlex Rosenholm AS | R01 MOD 06 | DigiPlex Rosenholm AS/R01 Level/R01 MOD 06 |  | Electrical Distribution | 2019-05-23 10:35
10053 | ACB QE09 Loadbank +R1(PLT07)=494.02-FS01 | Air Circuit Breaker | DigiPlex Rosenholm AS | R01 PLT 07 Hovedtavle | DigiPlex Rosenholm AS/R01 Level/R01 PLT 07 Hovedtavle |  | Electrical Distribution | 2019-05-23 10:34 |  | Masterpact
10562 | ACB QE03 =493.02-FS01 | Air Circuit Breaker | DigiPlex Rosenholm AS | R01 PLT 07 Hovedtavle | DigiPlex Rosenholm AS/R01 Level/R01 PLT 07 Hovedtavle |  | Electrical Distribution | 2019-05-23 10:34
10610 | ACB XQ01 Mainbreaker on =490.02-FS01 | Air Circuit Breaker | DigiPlex Rosenholm AS | R01 PLT 10 (GSR) | DigiPlex Rosenholm AS/DRAS External Areas/R01 PLT 10 (GSR) |  | Electrical Distribution | 2019-05-23 10:34
10604 | ACB QE03 =461.01-FS01 | Air Circuit Breaker | DigiPlex Rosenholm AS | R01 PLT 10 (GSR) | DigiPlex Rosenholm AS/DRAS External Areas/R01 PLT 10 (GSR) |  | Electrical Distribution | 2019-05-23 10:09
10352 | Lighting MOD 04.1 | General Lighting | DigiPlex Rosenholm AS | R01 MOD 04.1 | DigiPlex Rosenholm AS/R01 Level/R01 MOD 04/R01 MOD 04.1 |  | Lighting | 2019-05-23 10:35
10023 | CCU =350.08-IK43 | CCU DX/CW | DigiPlex Rosenholm AS | R01 MOD 04.2 | DigiPlex Rosenholm AS/R01 Level/R01 MOD 04/R01 MOD 04.2 |  | Cooling | 2019-05-23 10:20 |  | STULZ
10181 | VESDA Module 09 | Aspiration | DigiPlex Rosenholm AS | R01 MOD 09 | DigiPlex Rosenholm AS/R01 Level/R01 MOD 09 |  | Fire Alarm | 2019-05-28 10:48
10569 | ACB QE04 =493.02-FS01 | Air Circuit Breaker | DigiPlex Rosenholm AS | R01 PLT 07 Hovedtavle | DigiPlex Rosenholm AS/R01 Level/R01 PLT 07 Hovedtavle |  | Electrical Distribution | 2019-05-23 10:34
10389 | Lighting MOD 04.4 | General Lighting | DigiPlex Rosenholm AS | R01 MOD 04.4 | DigiPlex Rosenholm AS/R01 Level/R01 MOD 04/R01 MOD 04.4 |  | Lighting | 2019-05-23 10:35
10162 | Puma Control Panels Genset Group 4 | Generator Controller | DigiPlex Rosenholm AS | R01 PLT 10 (GSR) | DigiPlex Rosenholm AS/DRAS External Areas/R01 PLT 10 (GSR) |  | Power Generator | 2019-05-23 10:19 |  | Puma
10090 | Shortbreak Board +R1=493.03-FS02 | Distribution Board | DigiPlex Rosenholm AS | R01 PLT 04 | DigiPlex Rosenholm AS/R01 Level/R01 PLT 04 |  | Electrical Distribution | 2019-05-23 10:35
10152 | CCU =350.08-IK62 | CCU DX/CW | DigiPlex Rosenholm AS | R01 MOD 06 | DigiPlex Rosenholm AS/R01 Level/R01 MOD 06 |  | Cooling | 2019-05-23 10:14 |  | STULZ
10600 | ACB XQ05 =461.01-FS01 | Air Circuit Breaker | DigiPlex Rosenholm AS | R01 PLT 10 (GSR) | DigiPlex Rosenholm AS/DRAS External Areas/R01 PLT 10 (GSR) |  | Electrical Distribution | 2019-05-23 10:34
10334 | Emergency Lighting XF53 =493.04-FS03 | Emergency Lighting | DigiPlex Rosenholm AS | R01 MOD 03.2 | DigiPlex Rosenholm AS/R01 Level/R01 MOD 03/R01 MOD 03.2 |  | Lighting | 2019-05-23 10:34
10039 | CCU =350.08-IK27 | CCU DX/CW | DigiPlex Rosenholm AS | R01 MOD 02 | DigiPlex Rosenholm AS/R01 Level/R01 MOD 02 |  | Cooling | 2019-05-28 10:56 |  | STULZ
10074 | UPS Static Switch +R1=494.03-OK01 | UPS Static Switch | DigiPlex Rosenholm AS | R01 PLT 02 UPS Rm | DigiPlex Rosenholm AS/R01 Level/R01 PLT 02 UPS Rm |  | UPS | 2019-05-23 10:10
10192 | VESDA Module 08 | Aspiration | DigiPlex Rosenholm AS | R01 MOD 08 | DigiPlex Rosenholm AS/R01 Level/R01 MOD 08 |  | Fire Alarm | 2019-05-28 10:48
10102 | BATTERY CIRCUIT BREAKER 494.03 -FS02 | Battery Circuit Breaker | DigiPlex Rosenholm AS | R01 PLT 05 Batt. Rm | DigiPlex Rosenholm AS/R01 Level/R01 PLT 05 Batt. Rm |  | UPS | 2019-05-23 10:13
10002 | Fire Alarm System Module 1 | Fire Panel | DigiPlex Rosenholm AS | R01 OFF 01 Reception | DigiPlex Rosenholm AS/R01 Level/R01 OFF 01 Reception |  | Fire Alarm | 2019-05-23 10:19 |  | Eltek
10200 | Inverter control ADC P4 | VFD | DigiPlex Rosenholm AS | R01 PLT 09 (VVS3) | DigiPlex Rosenholm AS/R01 Level/R01 PLT 09 (VVS3) |  | Power Control | 2019-05-23 10:35
10142 | Diesel Generator 3.1 | Diesel Generator | DigiPlex Rosenholm AS | Generator Plattform | DigiPlex Rosenholm AS/DRAS External Areas/Generator Plattform |  | Power Generator | 2019-05-23 10:13
10043 | CCU =350.08-IK14 | CCU DX/CW | DigiPlex Rosenholm AS | R01 MOD 01.2 | DigiPlex Rosenholm AS/R01 Level/R01 MOD 01/R01 MOD 01.2 |  | Cooling | 2019-05-23 10:20 |  | STULZ
10047 | Shortbreak Board =493.04 -FS01 | Distribution Board | DigiPlex Rosenholm AS | R01 MOD 01.3 | DigiPlex Rosenholm AS/R01 Level/R01 MOD 01/R01 MOD 01.3 |  | Electrical Distribution | 2019-05-23 10:35 |  | Langsjoen Elekto AS
10330 | Condense Pumps | Pump | DigiPlex Rosenholm AS | R01 MOD 03.1 | DigiPlex Rosenholm AS/R01 Level/R01 MOD 03/R01 MOD 03.1 |  | Cooling Distribution | 2019-05-23 10:34
10064 | ACB Q1 LINE A BUSBAR 13 +R1=494.04-FS01 | Air Circuit Breaker | DigiPlex Rosenholm AS | R01 PLT 02 UPS Rm | DigiPlex Rosenholm AS/R01 Level/R01 PLT 02 UPS Rm |  | Electrical Distribution | 2019-05-23 10:09 |  | Masterpact
10173 | Control Panel Fire Extinguisher MOD8 | Fire Suppression | DigiPlex Rosenholm AS | R01 PLT 06 Flaskerom | DigiPlex Rosenholm AS/R01 Level/R01 PLT 06 Flaskerom |  | Fire Prevention | 2019-06-26 08:53 |  | Kentech Electronics
10402 | Lighting MOD 05.1 | General Lighting | DigiPlex Rosenholm AS | R01 MOD 05.1 | DigiPlex Rosenholm AS/R01 Level/R01 MOD 05/R01 MOD 05.1 |  | Lighting | 2019-05-23 10:35
10196 | Pressure Expansion Tank ADC Circuit +R1=350.09-NT0 | Pressurisation Unit | DigiPlex Rosenholm AS | R01 PLT 09 (VVS3) | DigiPlex Rosenholm AS/R01 Level/R01 PLT 09 (VVS3) |  | Water Treatment | 2019-05-23 10:35 |  | Reflex
10617 | Lighting COR 01, COR 02 and COR 03 | General Lighting | DigiPlex Rosenholm AS | R01 PLT 04 | DigiPlex Rosenholm AS/R01 Level/R01 PLT 04 |  | Lighting | 2019-05-23 10:35
10137 | ADC Cooling unit 1 | ADC | DigiPlex Rosenholm AS | Roof | DigiPlex Rosenholm AS/DRAS External Areas/Roof |  | Cooling Production | 2019-05-23 10:34 |  | Trillium Series
10083 | BMS Cabinet 01 +R1=563.01-FS A | BMS Outstation | DigiPlex Rosenholm AS | R01 PLT 08 (VVS1) | DigiPlex Rosenholm AS/R01 Level/R01 PLT 08 (VVS1) |  | BMS Equipment | 2019-05-23 10:14
10496 | Emergency Lighting XF40 =493.04-FS09 | Emergency Lighting | DigiPlex Rosenholm AS | R01 MOD 09 | DigiPlex Rosenholm AS/R01 Level/R01 MOD 09 |  | Lighting | 2019-05-23 10:34
10308 | Fresh Air Filter Terminal | Fresh Air Filter | DigiPlex Rosenholm AS | R01 MOD 01.3 | DigiPlex Rosenholm AS/R01 Level/R01 MOD 01/R01 MOD 01.3 |  | Air Conditioning | 2019-05-23 10:34
10412 | Lighting MOD 05.2 | General Lighting | DigiPlex Rosenholm AS | R01 MOD 05.2 | DigiPlex Rosenholm AS/R01 Level/R01 MOD 05/R01 MOD 05.2 |  | Lighting | 2019-05-23 10:35
10182 | Fire Alarm System Module 8 | Fire Panel | DigiPlex Rosenholm AS | R01 OFF 01 Reception | DigiPlex Rosenholm AS/R01 Level/R01 OFF 01 Reception |  | Fire Alarm | 2019-05-23 10:20 |  | Eltek
10069 | CCU =350.08-IK01 | CCU DX/CW | DigiPlex Rosenholm AS | R01 PLT 02 UPS Rm | DigiPlex Rosenholm AS/R01 Level/R01 PLT 02 UPS Rm |  | Cooling | 2019-05-23 10:19 |  | STULZ
10189 | CCU =350.08-IK81 | CCU DX/CW | DigiPlex Rosenholm AS | R01 MOD 08 | DigiPlex Rosenholm AS/R01 Level/R01 MOD 08 |  | Cooling | 2019-05-28 10:58 |  | STULZ
10231 | Fuel tank 4.2 | Fuel Tank | DigiPlex Rosenholm AS | Generator Plattform | DigiPlex Rosenholm AS/DRAS External Areas/Generator Plattform |  | Power Generator | 2019-05-28 10:54
10098 | BATTERY STRING =494.03 -NB03 | Battery String | DigiPlex Rosenholm AS | R01 PLT 05 Batt. Rm | DigiPlex Rosenholm AS/R01 Level/R01 PLT 05 Batt. Rm |  | UPS | 2019-05-23 10:10 |  | Marathon
10622 | Fresh Air Filter Terminal | Fresh Air Filter | DigiPlex Rosenholm AS | R01 COR 01 | DigiPlex Rosenholm AS/R01 Level/R01 COR 01 |  | Air Conditioning | 2019-05-23 10:34
10215 | BMS Cabinet +R1=493.04-FS013 | BMS Outstation | DigiPlex Rosenholm AS | Roof | DigiPlex Rosenholm AS/DRAS External Areas/Roof |  | BMS Equipment | 2019-05-23 10:14
10018 | CCU =350.08-IK51 | CCU DX/CW | DigiPlex Rosenholm AS | R01 MOD 05.1 | DigiPlex Rosenholm AS/R01 Level/R01 MOD 05/R01 MOD 05.1 |  | Cooling | 2019-05-23 10:20 |  | STULZ
10014 | CCU =350.08-IK53 | CCU DX/CW | DigiPlex Rosenholm AS | R01 MOD 05.2 | DigiPlex Rosenholm AS/R01 Level/R01 MOD 05/R01 MOD 05.2 |  | Cooling | 2019-05-23 10:15 |  | STULZ
10169 | Control Panel Fire Extinguisher MOD4 | Fire Suppression | DigiPlex Rosenholm AS | R01 PLT 06 Flaskerom | DigiPlex Rosenholm AS/R01 Level/R01 PLT 06 Flaskerom |  | Fire Prevention | 2019-06-26 08:53 |  | Kentech Electronics
10016 | CCU =350.08-IK54 | CCU DX/CW | DigiPlex Rosenholm AS | R01 MOD 05.2 | DigiPlex Rosenholm AS/R01 Level/R01 MOD 05/R01 MOD 05.2 |  | Cooling | 2019-05-28 10:56 |  | STULZ
10082 | MCC Board +R1(PLT08)=493.03-FS05 | Distribution Board | DigiPlex Rosenholm AS | R01 PLT 08 (VVS1) | DigiPlex Rosenholm AS/R01 Level/R01 PLT 08 (VVS1) |  | Electrical Distribution | 2019-05-23 10:21
10483 | Lighting MOD 09 | General Lighting | DigiPlex Rosenholm AS | R01 MOD 09 | DigiPlex Rosenholm AS/R01 Level/R01 MOD 09 |  | Lighting | 2019-05-23 10:35
10593 | ACB XQ01 =461.01-FS01 | Air Circuit Breaker | DigiPlex Rosenholm AS | R01 PLT 10 (GSR) | DigiPlex Rosenholm AS/DRAS External Areas/R01 PLT 10 (GSR) |  | Electrical Distribution | 2019-05-23 10:34
10170 | Control Panel Fire Extinguisher MOD5 | Fire Suppression | DigiPlex Rosenholm AS | R01 PLT 06 Flaskerom | DigiPlex Rosenholm AS/R01 Level/R01 PLT 06 Flaskerom |  | Fire Prevention | 2019-06-26 08:53 |  | Kentech Electronics
10519 | Earthing MOD 07 | Earthing | DigiPlex Rosenholm AS | R01 MOD 07.2 | DigiPlex Rosenholm AS/R01 Level/R01 MOD 07.2 |  | Electrical Distribution | 2019-05-23 10:09
10081 | Pump P1 Datacenter Circuit | Pump | DigiPlex Rosenholm AS | R01 PLT 08 (VVS1) | DigiPlex Rosenholm AS/R01 Level/R01 PLT 08 (VVS1) |  | Cooling Distribution | 2019-05-23 10:35 |  | Siemens
10001 | Fire Alarm System Common Areas | Fire Panel | DigiPlex Rosenholm AS | R01 OFF 01 Reception | DigiPlex Rosenholm AS/R01 Level/R01 OFF 01 Reception |  | Fire Alarm | 2019-05-23 10:20 |  | Eltek
10085 | Mantrap | Mantrap | DigiPlex Rosenholm AS | R01 STR 03 Reception Mantrap | DigiPlex Rosenholm AS/R01 Level/R01 STR 03 Reception Mantrap |  | Physical Security | 2019-05-23 10:35
10587 | Critical Switchboard +R1=494.07-FS02 | Distribution Board | DigiPlex Rosenholm AS | R01 PLT 04 | DigiPlex Rosenholm AS/R01 Level/R01 PLT 04 |  | Electrical Distribution | 2019-05-23 10:14
10223 | Humidifier for AHU | Humidifier | DigiPlex Rosenholm AS | R01 PLT 01 Vent. Plant | DigiPlex Rosenholm AS/R01 Level/R01 PLT 01 Vent. Plant |  | Air Conditioning | 2019-05-28 11:03 |  | Hygromatik
10566 | ACB QE01 =493.02-FS01 | Air Circuit Breaker | DigiPlex Rosenholm AS | R01 PLT 07 Hovedtavle | DigiPlex Rosenholm AS/R01 Level/R01 PLT 07 Hovedtavle |  | Electrical Distribution | 2019-05-23 10:34
10167 | Control Panel Fire Extinguisher MOD3.1 | Fire Suppression | DigiPlex Rosenholm AS | R01 PLT 06 Flaskerom | DigiPlex Rosenholm AS/R01 Level/R01 PLT 06 Flaskerom |  | Fire Prevention | 2019-06-26 08:53 |  | Kentech Electronics
10595 | ACB XQ04 =461.01-FS01 | Air Circuit Breaker | DigiPlex Rosenholm AS | R01 PLT 10 (GSR) | DigiPlex Rosenholm AS/DRAS External Areas/R01 PLT 10 (GSR) |  | Electrical Distribution | 2019-05-23 10:34
10590 | Loadbank Connection Board =490.02-FS01 | Switchboard | DigiPlex Rosenholm AS | R01 PLT 10 (GSR) | DigiPlex Rosenholm AS/DRAS External Areas/R01 PLT 10 (GSR) |  | Electrical Distribution | 2019-05-23 10:35
10270 | Lighting MOD 02 | General Lighting | DigiPlex Rosenholm AS | R01 MOD 02 | DigiPlex Rosenholm AS/R01 Level/R01 MOD 02 |  | Lighting | 2019-05-23 10:35
10311 | Critical Switchboard =494.06-FS0301 =494.06-FS0302 | Distribution Board | DigiPlex Rosenholm AS | R01 MOD 03.1 | DigiPlex Rosenholm AS/R01 Level/R01 MOD 03/R01 MOD 03.1 |  | Electrical Distribution | 2019-05-23 10:11
10015 | VESDA Module 05 | Aspiration | DigiPlex Rosenholm AS | R01 MOD 05.2 | DigiPlex Rosenholm AS/R01 Level/R01 MOD 05/R01 MOD 05.2 |  | Fire Alarm | 2019-05-28 10:48
10561 | Main Switchboard H3 =493.02-FS01 | Switchboard | DigiPlex Rosenholm AS | R01 PLT 07 Hovedtavle | DigiPlex Rosenholm AS/R01 Level/R01 PLT 07 Hovedtavle |  | Electrical Distribution | 2019-05-23 10:19 |  | Kortslut
10439 | Lighting MOD 06 (outside EMP cage) | General Lighting | DigiPlex Rosenholm AS | R01 MOD 06 | DigiPlex Rosenholm AS/R01 Level/R01 MOD 06 |  | Lighting | 2019-05-23 10:35
10602 | ACB XQ08 =461.01-FS01 | Air Circuit Breaker | DigiPlex Rosenholm AS | R01 PLT 10 (GSR) | DigiPlex Rosenholm AS/DRAS External Areas/R01 PLT 10 (GSR) |  | Electrical Distribution | 2019-05-23 10:34
10172 | Control Panel Fire Extinguisher MOD7 | Fire Suppression | DigiPlex Rosenholm AS | R01 PLT 06 Flaskerom | DigiPlex Rosenholm AS/R01 Level/R01 PLT 06 Flaskerom |  | Fire Prevention | 2019-06-26 08:53 |  | Kentech Electronics
10271 | Emergency Lighting XF42 =493.04-FS02 | Emergency Lighting | DigiPlex Rosenholm AS | R01 MOD 02 | DigiPlex Rosenholm AS/R01 Level/R01 MOD 02 |  | Lighting | 2019-05-23 10:34
10232 | Fuel tank 4.3 | Fuel Tank | DigiPlex Rosenholm AS | Generator Plattform | DigiPlex Rosenholm AS/DRAS External Areas/Generator Plattform |  | Power Generator | 2019-05-28 10:54
10003 | Fire Alarm System Module 4 | Fire Panel | DigiPlex Rosenholm AS | R01 OFF 01 Reception | DigiPlex Rosenholm AS/R01 Level/R01 OFF 01 Reception |  | Fire Alarm | 2019-05-23 10:20 |  | Eltek
10034 | CCU =350.08-IK22 | CCU DX/CW | DigiPlex Rosenholm AS | R01 MOD 02 | DigiPlex Rosenholm AS/R01 Level/R01 MOD 02 |  | Cooling | 2019-05-28 10:56 |  | STULZ
10190 | CCU =350.08-IK82 | CCU DX/CW | DigiPlex Rosenholm AS | R01 MOD 08 | DigiPlex Rosenholm AS/R01 Level/R01 MOD 08 |  | Cooling | 2019-05-23 10:14 |  | STULZ
10329 | Emergency Lighting XF40 XF41 =493.04-FS03 | Emergency Lighting | DigiPlex Rosenholm AS | R01 MOD 03.1 | DigiPlex Rosenholm AS/R01 Level/R01 MOD 03/R01 MOD 03.1 |  | Lighting | 2019-05-23 10:34
10212 | BMS Cabinet 02 +R1=563.01-FS02 | BMS Outstation | DigiPlex Rosenholm AS | R01 PLT 06 Flaskerom | DigiPlex Rosenholm AS/R01 Level/R01 PLT 06 Flaskerom |  | BMS Equipment | 2019-05-23 10:14 |  | Langsjøen Elektro AS
10184 | Fire Alarm System Module 3 | Fire Panel | DigiPlex Rosenholm AS | R01 OFF 01 Reception | DigiPlex Rosenholm AS/R01 Level/R01 OFF 01 Reception |  | Fire Alarm | 2019-05-23 10:19 |  | Eltek
10596 | ACB QE01 =461.01-FS01 | Air Circuit Breaker | DigiPlex Rosenholm AS | R01 PLT 10 (GSR) | DigiPlex Rosenholm AS/DRAS External Areas/R01 PLT 10 (GSR) |  | Electrical Distribution | 2019-05-23 10:31
10202 | Inverter control ADC P6 | VFD | DigiPlex Rosenholm AS | R01 PLT 09 (VVS3) | DigiPlex Rosenholm AS/R01 Level/R01 PLT 09 (VVS3) |  | Power Control | 2019-05-23 10:35
10615 | Critical Switchboard +R1=494.08-FS06 | Distribution Board | DigiPlex Rosenholm AS | R01 CCR A | DigiPlex Rosenholm AS/R01 Level/R01 CCR A |  | Electrical Distribution | 2019-05-23 10:10
10161 | Puma Control Panel H3 | Generator Controller | DigiPlex Rosenholm AS | R01 PLT 07 Hovedtavle | DigiPlex Rosenholm AS/R01 Level/R01 PLT 07 Hovedtavle |  | Power Generator | 2019-05-23 10:10 |  | Puma
10509 | Earthing MOD 10 | Earthing | DigiPlex Rosenholm AS | R01 MOD 10 | DigiPlex Rosenholm AS/R01 Level/R01 MOD 10 |  | Electrical Distribution | 2019-05-23 10:09
10008 | CCU =350.08-IK55 | CCU DX/CW | DigiPlex Rosenholm AS | R01 MOD 05.3 | DigiPlex Rosenholm AS/R01 Level/R01 MOD 05.3 |  | Cooling | 2019-05-23 10:19 |  | STULZ
10175 | Control Panel Fire Extinguisher MOD10 | Fire Suppression | DigiPlex Rosenholm AS | R01 PLT 06 Flaskerom | DigiPlex Rosenholm AS/R01 Level/R01 PLT 06 Flaskerom |  | Fire Prevention | 2019-06-26 08:53 |  | Kentech Electronics
10369 | Lighting MOD 08 (old MOD 07.1) | General Lighting | DigiPlex Rosenholm AS | R01 MOD 08 | DigiPlex Rosenholm AS/R01 Level/R01 MOD 08 |  | Lighting | 2019-05-23 10:35
10597 | ACB QE04 =461.01-FS01 | Air Circuit Breaker | DigiPlex Rosenholm AS | R01 PLT 10 (GSR) | DigiPlex Rosenholm AS/DRAS External Areas/R01 PLT 10 (GSR) |  | Electrical Distribution | 2019-05-23 10:09
10174 | Control Panel Fire Extinguisher MOD9 | Fire Suppression | DigiPlex Rosenholm AS | R01 PLT 06 Flaskerom | DigiPlex Rosenholm AS/R01 Level/R01 PLT 06 Flaskerom |  | Fire Prevention | 2019-06-26 08:53 |  | Kentech Electronics
10143 | Diesel Generator 3.2 | Diesel Generator | DigiPlex Rosenholm AS | Generator Plattform | DigiPlex Rosenholm AS/DRAS External Areas/Generator Plattform |  | Power Generator | 2019-05-23 10:11
10616 | Lighting PLT 04 | General Lighting | DigiPlex Rosenholm AS | R01 PLT 04 | DigiPlex Rosenholm AS/R01 Level/R01 PLT 04 |  | Lighting | 2019-05-23 10:35
10154 | CCU =350.08-IK72 | CCU DX/CW | DigiPlex Rosenholm AS | R01 MOD 08 | DigiPlex Rosenholm AS/R01 Level/R01 MOD 08 |  | Cooling | 2019-05-23 10:14 |  | STULZ
10197 | Pump P6 ADC Circuit +R1=350.09-JP003 | Pump | DigiPlex Rosenholm AS | R01 PLT 09 (VVS3) | DigiPlex Rosenholm AS/R01 Level/R01 PLT 09 (VVS3) |  | Cooling Distribution | 2019-05-23 10:35
10066 | ACB Q2 LINE B BUSBAR 12 +R1=494.04-FS01 | Air Circuit Breaker | DigiPlex Rosenholm AS | R01 PLT 02 UPS Rm | DigiPlex Rosenholm AS/R01 Level/R01 PLT 02 UPS Rm |  | Electrical Distribution | 2019-05-23 10:09 |  | Masterpact
TEMPSpillKitDRAS | Fuel Spillage kit DRAS | Fuel Spillage Kit | DigiPlex Rosenholm AS | Generator Plattform | DigiPlex Rosenholm AS/DRAS External Areas/Generator Plattform |  | Environment | 2019-05-23 10:21
10225 | BATTERY STRING =494.03 -NB05 | Battery String | DigiPlex Rosenholm AS | R01 PLT 05 Batt. Rm | DigiPlex Rosenholm AS/R01 Level/R01 PLT 05 Batt. Rm |  | UPS | 2019-05-23 10:10 |  | Marathon
10368 | Lighting MOD 04.2 | General Lighting | DigiPlex Rosenholm AS | R01 MOD 04.2 | DigiPlex Rosenholm AS/R01 Level/R01 MOD 04/R01 MOD 04.2 |  | Lighting | 2019-05-23 10:35
10214 | Fire Alarm System GSR | Fire Panel | DigiPlex Rosenholm AS | R01 PLT 10 (GSR) | DigiPlex Rosenholm AS/DRAS External Areas/R01 PLT 10 (GSR) |  | Fire Alarm | 2019-05-23 10:21 |  | Eltek
10063 | ACB XQ03 Loadbank +R1=494.04-FS01 | Air Circuit Breaker | DigiPlex Rosenholm AS | R01 PLT 02 UPS Rm | DigiPlex Rosenholm AS/R01 Level/R01 PLT 02 UPS Rm |  | Electrical Distribution | 2019-05-23 10:34 |  | Masterpact
10136 | Pump P7 Campus Heat Exchange | Pump | DigiPlex Rosenholm AS | R01 PLT 08 (VVS1) | DigiPlex Rosenholm AS/R01 Level/R01 PLT 08 (VVS1) |  | Cooling Distribution | 2019-05-23 10:35
10059 | ACB QE02 To UPS +R1(PLT07)=494.02-FS01 | Air Circuit Breaker | DigiPlex Rosenholm AS | R01 PLT 07 Hovedtavle | DigiPlex Rosenholm AS/R01 Level/R01 PLT 07 Hovedtavle |  | Electrical Distribution | 2019-05-23 10:34 |  | Masterpact
10306 | Lighting MOD 01.3 | General Lighting | DigiPlex Rosenholm AS | R01 MOD 01.3 | DigiPlex Rosenholm AS/R01 Level/R01 MOD 01/R01 MOD 01.3 |  | Lighting | 2019-05-23 10:35
10485 | Emergency Lighting XF40 XF41 =493.04-FS08 | Emergency Lighting | DigiPlex Rosenholm AS | R01 MOD 08 | DigiPlex Rosenholm AS/R01 Level/R01 MOD 08 |  | Lighting | 2019-05-23 10:34
10221 | Battery Circuit Breaker +R1=494.03-FS05 | Battery Circuit Breaker | DigiPlex Rosenholm AS | R01 PLT 05 Batt. Rm | DigiPlex Rosenholm AS/R01 Level/R01 PLT 05 Batt. Rm |  | UPS | 2019-05-23 10:13
10177 | CCU =350.08-IK91 | CCU DX/CW | DigiPlex Rosenholm AS | R01 MOD 09 | DigiPlex Rosenholm AS/R01 Level/R01 MOD 09 |  | Cooling | 2019-05-28 10:56 |  | STULZ
10206 | Pump P8 ADC system feed pump +R1=350.09-JP04 | Pump | DigiPlex Rosenholm AS | R01 PLT 09 (VVS3) | DigiPlex Rosenholm AS/R01 Level/R01 PLT 09 (VVS3) |  | Cooling Distribution | 2019-05-23 10:35
10160 | Puma Control Panel H4 | Generator Controller | DigiPlex Rosenholm AS | R01 PLT 07 Hovedtavle | DigiPlex Rosenholm AS/R01 Level/R01 PLT 07 Hovedtavle |  | Power Generator | 2019-05-23 10:20 |  | Puma
10403 | Emergency Lighting XF28 =493.04-FS05 | Emergency Lighting | DigiPlex Rosenholm AS | R01 MOD 05.1 | DigiPlex Rosenholm AS/R01 Level/R01 MOD 05/R01 MOD 05.1 |  | Lighting | 2019-05-23 10:34
10164 | Puma Control Panels Genset Group 5 | Generator Controller | DigiPlex Rosenholm AS | R01 PLT 10 (GSR) | DigiPlex Rosenholm AS/DRAS External Areas/R01 PLT 10 (GSR) |  | Power Generator | 2019-05-23 10:10 |  | Puma
10084 | KeyWatcher | KeyWatcher | DigiPlex Rosenholm AS | R01 OFF 01 Reception | DigiPlex Rosenholm AS/R01 Level/R01 OFF 01 Reception |  | Security System | 2019-05-23 10:35 |  | MORSE WATCHMANS INC.
10036 | CCU =350.08-IK24 | CCU DX/CW | DigiPlex Rosenholm AS | R01 MOD 02 | DigiPlex Rosenholm AS/R01 Level/R01 MOD 02 |  | Cooling | 2019-05-28 10:56 |  | STULZ
10511 | Emergency Lighting XF40 =493.04-FS10 | Emergency Lighting | DigiPlex Rosenholm AS | R01 MOD 10 | DigiPlex Rosenholm AS/R01 Level/R01 MOD 10 |  | Lighting | 2019-05-23 10:34
10194 | CCU =350.08-IK35 | CCU DX/CW | DigiPlex Rosenholm AS | R01 MOD 03.2 | DigiPlex Rosenholm AS/R01 Level/R01 MOD 03/R01 MOD 03.2 |  | Cooling | 2019-05-28 10:58 |  | STULZ
10147 | UPS System | UPS Static | DigiPlex Rosenholm AS | R01 PLT 02 UPS Rm | DigiPlex Rosenholm AS/R01 Level/R01 PLT 02 UPS Rm |  | UPS | 2019-05-23 10:14
10151 | CCU =350.08-IK61 | CCU DX/CW | DigiPlex Rosenholm AS | R01 MOD 06 | DigiPlex Rosenholm AS/R01 Level/R01 MOD 06 |  | Cooling | 2019-05-28 10:58 |  | STULZ
10575 | Puma battery board, string 495 =493.03-FS10 | Battery Board | DigiPlex Rosenholm AS | R01 PLT 07 Hovedtavle | DigiPlex Rosenholm AS/R01 Level/R01 PLT 07 Hovedtavle |  | Power Generator | 2019-05-28 10:54
10591 | Generator Switchboard =461.01-FS01 | Switchboard | DigiPlex Rosenholm AS | R01 PLT 10 (GSR) | DigiPlex Rosenholm AS/DRAS External Areas/R01 PLT 10 (GSR) |  | Electrical Distribution | 2019-05-23 10:15
10141 | ADC Cooling unit 5 | ADC | DigiPlex Rosenholm AS | Roof | DigiPlex Rosenholm AS/DRAS External Areas/Roof |  | Cooling Production | 2019-05-23 10:34 |  | Trillium Series
10051 | CCU =350.08-IK15 | CCU DX/CW | DigiPlex Rosenholm AS | R01 MOD 01.3 | DigiPlex Rosenholm AS/R01 Level/R01 MOD 01/R01 MOD 01.3 |  | Cooling | 2019-05-28 10:57 |  | STULZ
10022 | CCU =350.08-IK41 | CCU DX/CW | DigiPlex Rosenholm AS | R01 MOD 04.1 | DigiPlex Rosenholm AS/R01 Level/R01 MOD 04/R01 MOD 04.1 |  | Cooling | 2019-05-23 10:09 |  | STULZ
10208 | VESDA Module 06 | Aspiration | DigiPlex Rosenholm AS | R01 MOD 06 | DigiPlex Rosenholm AS/R01 Level/R01 MOD 06 |  | Fire Alarm | 2019-05-28 10:48
10333 | Lighting MOD 03.2 | General Lighting | DigiPlex Rosenholm AS | R01 MOD 03.2 | DigiPlex Rosenholm AS/R01 Level/R01 MOD 03/R01 MOD 03.2 |  | Lighting | 2019-05-23 10:35
10584 | Earthing H1/H2/H3/H4/H5 | Earthing | DigiPlex Rosenholm AS | R01 PLT 07 Hovedtavle | DigiPlex Rosenholm AS/R01 Level/R01 PLT 07 Hovedtavle |  | Electrical Distribution | 2019-05-23 10:09
10024 | CCU =350.08-IK44 | CCU DX/CW | DigiPlex Rosenholm AS | R01 MOD 04.2 | DigiPlex Rosenholm AS/R01 Level/R01 MOD 04/R01 MOD 04.2 |  | Cooling | 2019-05-28 10:56 |  | STULZ
10613 | Shortbreak Board ADC =493.03-FS07 | Distribution Board | DigiPlex Rosenholm AS | Roof | DigiPlex Rosenholm AS/DRAS External Areas/Roof |  | Electrical Distribution | 2019-05-23 10:35
10072 | UPS Module 2 +R1=494.03-NA02 | UPS Static | DigiPlex Rosenholm AS | R01 PLT 02 UPS Rm | DigiPlex Rosenholm AS/R01 Level/R01 PLT 02 UPS Rm |  | UPS | 2019-05-23 10:13
10565 | ACB QE11 =493.02-FS01 | Air Circuit Breaker | DigiPlex Rosenholm AS | R01 PLT 07 Hovedtavle | DigiPlex Rosenholm AS/R01 Level/R01 PLT 07 Hovedtavle |  | Electrical Distribution | 2019-05-23 10:34
10227 | Fuel tank 3.1 | Fuel Tank | DigiPlex Rosenholm AS | Generator Plattform | DigiPlex Rosenholm AS/DRAS External Areas/Generator Plattform |  | Power Generator | 2019-05-28 10:54
10006 | Fire Alarm System Module 5 | Fire Panel | DigiPlex Rosenholm AS | R01 OFF 01 Reception | DigiPlex Rosenholm AS/R01 Level/R01 OFF 01 Reception |  | Fire Alarm | 2019-05-23 10:19 |  | Eltek
10598 | ACB QE02 =461.01-FS01 | Air Circuit Breaker | DigiPlex Rosenholm AS | R01 PLT 10 (GSR) | DigiPlex Rosenholm AS/DRAS External Areas/R01 PLT 10 (GSR) |  | Electrical Distribution | 2019-05-23 10:34
10310 | Lighting MOD 03.1 | General Lighting | DigiPlex Rosenholm AS | R01 MOD 03.1 | DigiPlex Rosenholm AS/R01 Level/R01 MOD 03/R01 MOD 03.1 |  | Lighting | 2019-05-23 10:35
10032 | Shortbreak Board +R1(MOD02)=493.04 -FS02 | Distribution Board | DigiPlex Rosenholm AS | R01 MOD 02 | DigiPlex Rosenholm AS/R01 Level/R01 MOD 02 |  | Electrical Distribution | 2019-05-23 10:35 |  | Langsjoen Elekto AS
10568 | ACB QE05 =493.02-FS01 | Air Circuit Breaker | DigiPlex Rosenholm AS | R01 PLT 07 Hovedtavle | DigiPlex Rosenholm AS/R01 Level/R01 PLT 07 Hovedtavle |  | Electrical Distribution | 2019-05-23 10:34
10445 | Critical Switchboard =494.06-FS602 | Distribution Board | DigiPlex Rosenholm AS | R01 MOD 06 | DigiPlex Rosenholm AS/R01 Level/R01 MOD 06 |  | Electrical Distribution | 2019-05-23 10:11
10573 | Puma battery board, string 493 =493.03-FS08 | Battery Board | DigiPlex Rosenholm AS | R01 PLT 07 Hovedtavle | DigiPlex Rosenholm AS/R01 Level/R01 PLT 07 Hovedtavle |  | Power Generator | 2019-05-28 10:54
10220 | Battery Circuit Breaker +R1=494.03-FS04 | Battery Circuit Breaker | DigiPlex Rosenholm AS | R01 PLT 05 Batt. Rm | DigiPlex Rosenholm AS/R01 Level/R01 PLT 05 Batt. Rm |  | UPS | 2019-05-23 10:19
10608 | ACB XQ11 =461.01-FS01 | Air Circuit Breaker | DigiPlex Rosenholm AS | R01 PLT 10 (GSR) | DigiPlex Rosenholm AS/DRAS External Areas/R01 PLT 10 (GSR) |  | Electrical Distribution | 2019-05-23 10:34
10233 | Diesel Generator 3.3 | Diesel Generator | DigiPlex Rosenholm AS | Generator Plattform | DigiPlex Rosenholm AS/DRAS External Areas/Generator Plattform |  | Power Generator | 2019-05-23 10:10
10619 | Emergency Lighting XF01 =494.08-FS09 | Emergency Lighting | DigiPlex Rosenholm AS | R01 CCR B | DigiPlex Rosenholm AS/R01 Level/R01 CCR B |  | Lighting | 2019-05-23 10:34
10067 | UPS Switchboard +R1=494.04-FS01 | Switchboard | DigiPlex Rosenholm AS | R01 PLT 02 UPS Rm | DigiPlex Rosenholm AS/R01 Level/R01 PLT 02 UPS Rm |  | Electrical Distribution | 2019-05-23 10:09 |  | Langvvvvv
10178 | CCU =350.08-IK92 | CCU DX/CW | DigiPlex Rosenholm AS | R01 MOD 09 | DigiPlex Rosenholm AS/R01 Level/R01 MOD 09 |  | Cooling | 2019-05-28 10:56 |  | STULZ
10055 | ACB QE06 UPS 4 +R1(PLT07)=494.02-FS01 | Air Circuit Breaker | DigiPlex Rosenholm AS | R01 PLT 07 Hovedtavle | DigiPlex Rosenholm AS/R01 Level/R01 PLT 07 Hovedtavle |  | Electrical Distribution | 2019-05-23 10:14 |  | Masterpact
10028 | CCU =350.08-IK47 | CCU DX/CW | DigiPlex Rosenholm AS | R01 MOD 04.4 | DigiPlex Rosenholm AS/R01 Level/R01 MOD 04/R01 MOD 04.4 |  | Cooling | 2019-05-28 10:56 |  | STULZ
10229 | Fuel tank 3.3 | Fuel Tank | DigiPlex Rosenholm AS | Generator Plattform | DigiPlex Rosenholm AS/DRAS External Areas/Generator Plattform |  | Power Generator | 2019-05-28 10:54
10570 | ACB QE02 =493.02-FS01 | Air Circuit Breaker | DigiPlex Rosenholm AS | R01 PLT 07 Hovedtavle | DigiPlex Rosenholm AS/R01 Level/R01 PLT 07 Hovedtavle |  | Electrical Distribution | 2019-05-23 10:34
10459 | Earthing EMP Cage | Earthing | DigiPlex Rosenholm AS | R01 MOD 06 | DigiPlex Rosenholm AS/R01 Level/R01 MOD 06 |  | Electrical Distribution | 2019-05-23 10:15
10213 | BMS Cabinet +R1=493.04-FS012 | BMS Outstation | DigiPlex Rosenholm AS | R01 PLT 10 (GSR) | DigiPlex Rosenholm AS/DRAS External Areas/R01 PLT 10 (GSR) |  | BMS Equipment | 2019-05-23 10:14
10309 | Shortbreak Board =493.04-FS03 | Distribution Board | DigiPlex Rosenholm AS | R01 MOD 03.1 | DigiPlex Rosenholm AS/R01 Level/R01 MOD 03/R01 MOD 03.1 |  | Electrical Distribution | 2019-05-23 10:35
10038 | CCU =350.08-IK26 | CCU DX/CW | DigiPlex Rosenholm AS | R01 MOD 02 | DigiPlex Rosenholm AS/R01 Level/R01 MOD 02 |  | Cooling | 2019-05-28 10:56 |  | STULZ
10004 | Leak Detection System | Leak Detection Panel | DigiPlex Rosenholm AS | R01 OFF 01 Reception | DigiPlex Rosenholm AS/R01 Level/R01 OFF 01 Reception |  | Environment | 2019-05-23 10:21 |  | TraceTek
10191 | CCU =350.08-IK83 | CCU DX/CW | DigiPlex Rosenholm AS | R01 MOD 08 | DigiPlex Rosenholm AS/R01 Level/R01 MOD 08 |  | Cooling | 2019-05-28 10:58 |  | STULZ
10088 | BMS Cabinet +R1=494.08-FS01 | BMS Outstation | DigiPlex Rosenholm AS | R01 PLT 04 | DigiPlex Rosenholm AS/R01 Level/R01 PLT 04 |  | BMS Equipment | 2019-05-23 10:14 |  | Langsjøen Elektro AS
10187 | CCU =350.08-IK101 | CCU DX/CW | DigiPlex Rosenholm AS | R01 MOD 10 | DigiPlex Rosenholm AS/R01 Level/R01 MOD 10 |  | Cooling | 2019-05-28 10:58 |  | STULZ
10204 | Heat exchanger 1 | Heat Exchanger | DigiPlex Rosenholm AS | R01 PLT 09 (VVS3) | DigiPlex Rosenholm AS/R01 Level/R01 PLT 09 (VVS3) |  | Cooling Distribution | 2019-05-23 10:34
10075 | Inverter Control Pump P3 | VFD | DigiPlex Rosenholm AS | R01 PLT 08 (VVS1) | DigiPlex Rosenholm AS/R01 Level/R01 PLT 08 (VVS1) |  | Power Control | 2019-05-23 10:35 |  | Aqua drive danfoss
10044 | CCU =350.08-IK13 | CCU DX/CW | DigiPlex Rosenholm AS | R01 MOD 01.2 | DigiPlex Rosenholm AS/R01 Level/R01 MOD 01/R01 MOD 01.2 |  | Cooling | 2019-05-23 10:19 |  | STULZ
10049 | CCU =350.08-IK18 | CCU DX/CW | DigiPlex Rosenholm AS | R01 MOD 01.3 | DigiPlex Rosenholm AS/R01 Level/R01 MOD 01/R01 MOD 01.3 |  | Cooling | 2019-05-28 10:57 |  | STULZ
10179 | CCU =350.08-IK93 | CCU DX/CW | DigiPlex Rosenholm AS | R01 MOD 09 | DigiPlex Rosenholm AS/R01 Level/R01 MOD 09 |  | Cooling | 2019-05-23 10:21 |  | STULZ
10516 | Earthing MOD 08 1 | Earthing | DigiPlex Rosenholm AS | R01 MOD 08 | DigiPlex Rosenholm AS/R01 Level/R01 MOD 08 |  | Electrical Distribution | 2019-05-23 10:19
10101 | BATTERY CIRCUIT BREAKER 494.03 -FS01 | Battery Circuit Breaker | DigiPlex Rosenholm AS | R01 PLT 05 Batt. Rm | DigiPlex Rosenholm AS/R01 Level/R01 PLT 05 Batt. Rm |  | UPS | 2019-05-23 10:13
10019 | CCU =350.08-IK52 | CCU DX/CW | DigiPlex Rosenholm AS | R01 MOD 05.1 | DigiPlex Rosenholm AS/R01 Level/R01 MOD 05/R01 MOD 05.1 |  | Cooling | 2019-05-28 10:56 |  | STULZ
10574 | Puma battery board, string 494 =493.03-FS09 | Battery Board | DigiPlex Rosenholm AS | R01 PLT 07 Hovedtavle | DigiPlex Rosenholm AS/R01 Level/R01 PLT 07 Hovedtavle |  | Power Generator | 2019-05-28 10:54
10211 | BMS Cabinet 01 +R1=563.01-FS04 | BMS Outstation | DigiPlex Rosenholm AS | R01 PLT 04 | DigiPlex Rosenholm AS/R01 Level/R01 PLT 04 |  | BMS Equipment | 2019-05-23 10:14
10290 | Lighting MOD 01.2 | General Lighting | DigiPlex Rosenholm AS | R01 MOD 01.2 | DigiPlex Rosenholm AS/R01 Level/R01 MOD 01/R01 MOD 01.2 |  | Lighting | 2019-05-23 10:35
10594 | ACB XQ03 =461.01-FS01 | Air Circuit Breaker | DigiPlex Rosenholm AS | R01 PLT 10 (GSR) | DigiPlex Rosenholm AS/DRAS External Areas/R01 PLT 10 (GSR) |  | Electrical Distribution | 2019-05-23 10:34
10353 | Emergency Lighting XF45 =493.04-FS04 | Emergency Lighting | DigiPlex Rosenholm AS | R01 MOD 04.4 | DigiPlex Rosenholm AS/R01 Level/R01 MOD 04/R01 MOD 04.4 |  | Lighting | 2019-05-23 10:34
10201 | Inverter control ADC P5 | VFD | DigiPlex Rosenholm AS | R01 PLT 09 (VVS3) | DigiPlex Rosenholm AS/R01 Level/R01 PLT 09 (VVS3) |  | Power Control | 2019-05-23 10:35
10027 | CCU =350.08-IK45 | CCU DX/CW | DigiPlex Rosenholm AS | R01 MOD 04.3 | DigiPlex Rosenholm AS/R01 Level/R01 MOD 04/R01 MOD 04.3 |  | Cooling | 2019-05-23 10:20 |  | STULZ
10005 | Fire Alarm System Module 2 | Fire Panel | DigiPlex Rosenholm AS | R01 OFF 01 Reception | DigiPlex Rosenholm AS/R01 Level/R01 OFF 01 Reception |  | Fire Alarm | 2019-05-23 10:20 |  | Eltek
10585 | Load Test Connection Board =490.01-FS02 | Switchboard | DigiPlex Rosenholm AS | R01 PLT 04 | DigiPlex Rosenholm AS/R01 Level/R01 PLT 04 |  | Electrical Distribution | 2019-05-23 10:35
10517 | Earthing MOD 08 2 | Earthing | DigiPlex Rosenholm AS | R01 MOD 08 | DigiPlex Rosenholm AS/R01 Level/R01 MOD 08 |  | Electrical Distribution | 2019-05-23 10:09
10576 | Load Test Connection Board =490.01-FS01 | Switchboard | DigiPlex Rosenholm AS | R01 PLT 07 Hovedtavle | DigiPlex Rosenholm AS/R01 Level/R01 PLT 07 Hovedtavle |  | Electrical Distribution | 2019-05-23 10:35
10091 | Shortbreak Board +R1=493.03-FS01 | Distribution Board | DigiPlex Rosenholm AS | R01 PLT 04 | DigiPlex Rosenholm AS/R01 Level/R01 PLT 04 |  | Electrical Distribution | 2019-05-23 10:35
10078 | Inverter Control Pump P2 | VFD | DigiPlex Rosenholm AS | R01 PLT 08 (VVS1) | DigiPlex Rosenholm AS/R01 Level/R01 PLT 08 (VVS1) |  | Power Control | 2019-05-23 10:35 |  | Aqua drive danfoss
10589 | Shortbreak Board =493.03-FS03 | Distribution Board | DigiPlex Rosenholm AS | R01 PLT 10 (GSR) | DigiPlex Rosenholm AS/DRAS External Areas/R01 PLT 10 (GSR) |  | Electrical Distribution | 2019-05-23 10:35
10030 | Shortbreak Board =493.04 -FS04 | Distribution Board | DigiPlex Rosenholm AS | R01 MOD 04.4 | DigiPlex Rosenholm AS/R01 Level/R01 MOD 04/R01 MOD 04.4 |  | Electrical Distribution | 2019-05-23 10:35 |  | Langsjoen Elekto AS
10020 | Shortbreak Board =493.04 -FS05 | Distribution Board | DigiPlex Rosenholm AS | R01 MOD 05.1 | DigiPlex Rosenholm AS/R01 Level/R01 MOD 05/R01 MOD 05.1 |  | Electrical Distribution | 2019-05-23 10:35 |  | Langsjoen Elekto AS

## DS1
Asset tag | Name | Model ID | Site | Location | Location Hierarchy | Description | Class | Updated | Maintenance schedule | Manufacturer
40498 | External Maintenance Bypass Switch | Switch Panel | DigiPlex Stockholm 1 AB | 133 Fibre Entry | DigiPlex Stockholm 1 AB/Level 1/133 Fibre Entry |  | Electrical Distribution | 2019-05-23 10:14 |  | Schneider
40087 | Switch Panel B 04 DH1/TX/B | HV Switch Panel | DigiPlex Stockholm 1 AB | 002 HV Pod B | DigiPlex Stockholm 1 AB/Plant Compound/002 HV Pod B |  | HV Equipment | 2019-05-28 11:02 |  | ABB
40050 | Generator A1 | Diesel Generator | DigiPlex Stockholm 1 AB | Plant Compound | DigiPlex Stockholm 1 AB/Plant Compound |  | Power Generator | 2019-05-23 10:15 |  | PON CAT
40258 | UPS No2 | UPS Static | DigiPlex Stockholm 1 AB | 005 LV Pod DH1B | DigiPlex Stockholm 1 AB/Plant Compound/005 LV Pod DH1B |  | UPS | 2019-05-23 10:21 |  | ABB
40366 | DC Isolation Cubicle | Battery Circuit Breaker | DigiPlex Stockholm 1 AB | 004 LV Pod DH1A | DigiPlex Stockholm 1 AB/Plant Compound/004 LV Pod DH1A |  | UPS | 2019-05-28 11:02
40026 | Distribution Board DB/LL/MECH/0/1 | Distribution Board | DigiPlex Stockholm 1 AB | 010 Gantry | DigiPlex Stockholm 1 AB/Plant Compound/010 Gantry |  | Electrical Distribution | 2019-05-23 10:09 |  | ABB
40197 | Main Incomer 01B | Air Circuit Breaker | DigiPlex Stockholm 1 AB | 005 LV Pod DH1B | DigiPlex Stockholm 1 AB/Plant Compound/005 LV Pod DH1B |  | Electrical Distribution | 2019-05-23 10:19 |  | ABB
40698 | Switch Panel DH7/B/SMDB/SB | Switch Panel | DigiPlex Stockholm 1 AB | 007 LV Pod DH7B | DigiPlex Stockholm 1 AB/Plant Compound/007 LV Pod DH7B |  | Electrical Distribution | 2019-05-23 10:19 |  | Anord Control Systems
40387 | Diesel Storage Tank Landlord L/L | Fuel Tank | DigiPlex Stockholm 1 AB | Plant Compound | DigiPlex Stockholm 1 AB/Plant Compound |  | Power Generator | 2019-05-28 10:54 |  | Krampitz
40282 | Switch Panel DH1-PSS-1A | Switch Panel | DigiPlex Stockholm 1 AB | 004 LV Pod DH1A | DigiPlex Stockholm 1 AB/Plant Compound/004 LV Pod DH1A |  | Electrical Distribution | 2019-05-23 10:20 |  | Anord Control Systems
40576 | Distribution Board DB/DR/FF/GLP/1 | Distribution Board | DigiPlex Stockholm 1 AB | 204 Disaster Recovery | DigiPlex Stockholm 1 AB/Level 2/204 Disaster Recovery |  | Electrical Distribution | 2019-05-23 10:11 |  | ABB (UK)
40687 | Control Panel Battery Room Extracts | Control Panel | DigiPlex Stockholm 1 AB | 006 LV Pod DH7A | DigiPlex Stockholm 1 AB/Plant Compound/006 LV Pod DH7A |  | Power Control | 2019-05-23 10:10
40497 | Dist Board DB ANC 1/CS/DB/1B | Distribution Board | DigiPlex Stockholm 1 AB | 133 Fibre Entry | DigiPlex Stockholm 1 AB/Level 1/133 Fibre Entry |  | Electrical Distribution | 2019-05-23 10:19 |  | ABB (UK)
40033 | A2A Unit 6 | Munters | DigiPlex Stockholm 1 AB | 010 Gantry | DigiPlex Stockholm 1 AB/Plant Compound/010 Gantry |  | Cooling Production | 2019-05-23 10:13 |  | Munters
40041 | Circulating Pumps 1 & 2 (DB/PH1/1&2) | Pump | DigiPlex Stockholm 1 AB | 011 Domestic Pump House | DigiPlex Stockholm 1 AB/200 Roof (Lower)/011 Domestic Pump House |  | Cooling Distribution | 2019-05-23 10:10 |  | Wilo
40751 | DC Isolation Cubicle DH7-UPS-B1 | Battery Circuit Breaker | DigiPlex Stockholm 1 AB | 007 LV Pod DH7B | DigiPlex Stockholm 1 AB/Plant Compound/007 LV Pod DH7B |  | UPS | 2019-05-28 11:02 |  | Uninterruptible Power Suppliers Ltd.
40183 | Mobile UPS | UPS Mobile | DigiPlex Stockholm 1 AB | 003 LV Pod Landlord | DigiPlex Stockholm 1 AB/Plant Compound/003 LV Pod Landlord |  | UPS | 2019-05-23 10:13 |  | ABB
40257 | Battery Charger No 1 | Battery Charger | DigiPlex Stockholm 1 AB | 005 LV Pod DH1B | DigiPlex Stockholm 1 AB/Plant Compound/005 LV Pod DH1B |  | UPS | 2019-05-28 11:02
40683 | Battery Rack UPS A3 | Battery String | DigiPlex Stockholm 1 AB | 006 LV Pod DH7A | DigiPlex Stockholm 1 AB/Plant Compound/006 LV Pod DH7A |  | UPS | 2019-05-28 11:02
DS1TEMP005 | Perimeter Fence at Roof Level | Fence | DigiPlex Stockholm 1 AB | 200 Roof (Lower) | DigiPlex Stockholm 1 AB/200 Roof (Lower) |  | Physical Security | 2019-05-23 10:14 |  | Jacksons
40036 | Control Panel - Trace Heating | Control Panel | DigiPlex Stockholm 1 AB | 011 Domestic Pump House | DigiPlex Stockholm 1 AB/200 Roof (Lower)/011 Domestic Pump House |  | Power Control | 2019-05-23 10:20
40583 | Dist Board DB GF/SB/SB/1 (L1 Anc Light & Power) | Distribution Board | DigiPlex Stockholm 1 AB | 110 Cleaner's Store | DigiPlex Stockholm 1 AB/Level 1/110 Cleaner's Store |  | Electrical Distribution | 2019-05-23 10:14 |  | ABB (UK)
40697 | Switch Panel DH7-PSS-1B | Switch Panel | DigiPlex Stockholm 1 AB | 007 LV Pod DH7B | DigiPlex Stockholm 1 AB/Plant Compound/007 LV Pod DH7B |  | Electrical Distribution | 2019-05-23 10:21 |  | Anord Control Systems
40042 | Circulating Pumps 4 & 5 (DB/PH1/6&7) | Pump | DigiPlex Stockholm 1 AB | 011 Domestic Pump House | DigiPlex Stockholm 1 AB/200 Roof (Lower)/011 Domestic Pump House |  | Cooling Distribution | 2019-05-23 10:21 |  | Wilo
40742 | Variable Frequency Drive PSS 1/B-A Switch Room Ext | VFD | DigiPlex Stockholm 1 AB | 007 LV Pod DH7B | DigiPlex Stockholm 1 AB/Plant Compound/007 LV Pod DH7B |  | Power Control | 2019-05-23 10:15 |  | Danfoss
40265 | Variable Frequency Drive | VFD | DigiPlex Stockholm 1 AB | 005 LV Pod DH1B | DigiPlex Stockholm 1 AB/Plant Compound/005 LV Pod DH1B |  | Power Control | 2019-05-23 10:21 |  | Danfoss
40561 | Earth Termination Bar | Earthing | DigiPlex Stockholm 1 AB | 125 DH1A | DigiPlex Stockholm 1 AB/Level 1/DH1/125 DH1A |  | Electrical Distribution | 2019-05-23 10:15
40759 | Air Cooled Condenser 2 Battery Room DH7/B | DX Unit | DigiPlex Stockholm 1 AB | 007 LV Pod DH7B | DigiPlex Stockholm 1 AB/Plant Compound/007 LV Pod DH7B |  | Cooling | 2019-05-28 10:57 |  | Mitsubishi
40354 | UPS No1 | UPS Static | DigiPlex Stockholm 1 AB | 004 LV Pod DH1A | DigiPlex Stockholm 1 AB/Plant Compound/004 LV Pod DH1A |  | UPS | 2019-05-23 10:15 |  | ABB
40479 | Roller Shutter E302 | Shutter | DigiPlex Stockholm 1 AB | 013 External Loading Bay | DigiPlex Stockholm 1 AB/DS1 External Areas/013 External Loading Bay |  | Physical Security | 2019-05-23 10:09 |  | IGELFORS
40622 | A2A Unit 1 - DH7 | Munters | DigiPlex Stockholm 1 AB | 010 Gantry | DigiPlex Stockholm 1 AB/Plant Compound/010 Gantry |  | Cooling Production | 2019-05-23 10:19 |  | Munters
DS1TEMP404 | Battery Room DH1/A Cooling System 1 | DX Unit | DigiPlex Stockholm 1 AB | 004 LV Pod DH1A | DigiPlex Stockholm 1 AB/Plant Compound/004 LV Pod DH1A |  | Cooling | 2019-05-28 10:57
40044 | Circulating Pump 3 | Pump | DigiPlex Stockholm 1 AB | 011 Domestic Pump House | DigiPlex Stockholm 1 AB/200 Roof (Lower)/011 Domestic Pump House |  | Cooling Distribution | 2019-05-23 10:19 |  | Wilo
40390 | Alarm / Indicator Box - Oil | Munters Alarm | DigiPlex Stockholm 1 AB | 009 Process Water Pod | DigiPlex Stockholm 1 AB/Plant Compound/009 Process Water Pod |  | Environment | 2019-05-23 10:10 |  | Wavin
40035 | Distribution Board DB1 | Distribution Board | DigiPlex Stockholm 1 AB | 011 Domestic Pump House | DigiPlex Stockholm 1 AB/200 Roof (Lower)/011 Domestic Pump House |  | Electrical Distribution | 2019-05-23 10:09
40625 | A2A Unit 4 - DH7 | Munters | DigiPlex Stockholm 1 AB | 010 Gantry | DigiPlex Stockholm 1 AB/Plant Compound/010 Gantry |  | Cooling Production | 2019-05-23 10:20 |  | Munters
40642 | Incomer Supply Generator DH7/A 02B | Air Circuit Breaker | DigiPlex Stockholm 1 AB | 006 LV Pod DH7A | DigiPlex Stockholm 1 AB/Plant Compound/006 LV Pod DH7A |  | Electrical Distribution | 2019-05-23 10:10 |  | ABB
40111 | Switch Panel A 08 DH6/TX/A | HV Switch Panel | DigiPlex Stockholm 1 AB | 001 HV Pod A | DigiPlex Stockholm 1 AB/Plant Compound/001 HV Pod A |  | HV Equipment | 2019-05-28 11:02 |  | ABB
40124 | Switch Panel LL/SB/SB/1A | Switch Panel | DigiPlex Stockholm 1 AB | 003 LV Pod Landlord | DigiPlex Stockholm 1 AB/Plant Compound/003 LV Pod Landlord |  | Electrical Distribution | 2019-05-23 10:20 |  | Anord Control Systems
40675 | Variable Frequency Drive PSS 1/A-A Switch Room Ext | VFD | DigiPlex Stockholm 1 AB | 006 LV Pod DH7A | DigiPlex Stockholm 1 AB/Plant Compound/006 LV Pod DH7A |  | Power Control | 2019-05-23 10:13 |  | Danfoss
40270 | DC Isolation Cubicle | Battery Circuit Breaker | DigiPlex Stockholm 1 AB | 005 LV Pod DH1B | DigiPlex Stockholm 1 AB/Plant Compound/005 LV Pod DH1B |  | UPS | 2019-05-28 11:02
DS1TEMP107 | Emergency Lighting Building 1, Level 1 | Emergency Lighting | DigiPlex Stockholm 1 AB | Level 1 | DigiPlex Stockholm 1 AB/Level 1 |  | Lighting | 2019-05-23 10:20
DS1TEMP004 | Plant Compound Perimeter Fence | Fence | DigiPlex Stockholm 1 AB | Plant Compound | DigiPlex Stockholm 1 AB/Plant Compound |  | Physical Security | 2019-05-23 10:14
40659 | Incomimg Supply from DH7/UPS/A1 13B | Air Circuit Breaker | DigiPlex Stockholm 1 AB | 006 LV Pod DH7A | DigiPlex Stockholm 1 AB/Plant Compound/006 LV Pod DH7A |  | Electrical Distribution | 2019-05-23 10:20 |  | ABB
40256 | Battery Charger No 2 | Battery Charger | DigiPlex Stockholm 1 AB | 005 LV Pod DH1B | DigiPlex Stockholm 1 AB/Plant Compound/005 LV Pod DH1B |  | UPS | 2019-05-28 11:02
40241 | Loadbank Feeder 14C | Air Circuit Breaker | DigiPlex Stockholm 1 AB | 005 LV Pod DH1B | DigiPlex Stockholm 1 AB/Plant Compound/005 LV Pod DH1B |  | Electrical Distribution | 2019-05-23 10:21 |  | ABB
40724 | DH7/PSS/1B UPS Maintenance Bypass 08D | Air Circuit Breaker | DigiPlex Stockholm 1 AB | 007 LV Pod DH7B | DigiPlex Stockholm 1 AB/Plant Compound/007 LV Pod DH7B |  | Electrical Distribution | 2019-05-23 10:14 |  | ABB
DS1TEMP403 | Battery Room DH1/B Cooling System 2 | DX Unit | DigiPlex Stockholm 1 AB | 005 LV Pod DH1B | DigiPlex Stockholm 1 AB/Plant Compound/005 LV Pod DH1B |  | Cooling | 2019-05-28 10:56
40277 | Battery Rack 3 | Battery String | DigiPlex Stockholm 1 AB | 005 LV Pod DH1B | DigiPlex Stockholm 1 AB/Plant Compound/005 LV Pod DH1B |  | UPS | 2019-05-28 11:02
40097 | Battery Charger No 2 | Battery Charger | DigiPlex Stockholm 1 AB | 002 HV Pod B | DigiPlex Stockholm 1 AB/Plant Compound/002 HV Pod B |  | UPS | 2019-05-28 11:02 |  | Schaefer
40555 | BMS Outstation OS 19 MMR | BMS Outstation | DigiPlex Stockholm 1 AB | 132 MMR 1 East | DigiPlex Stockholm 1 AB/Level 1/132 MMR 1 East |  | BMS Equipment | 2019-05-23 10:21
40393 | Pedestrian Gate | Auto Gate | DigiPlex Stockholm 1 AB | Plant Compound | DigiPlex Stockholm 1 AB/Plant Compound |  | Physical Security | 2019-05-23 10:15
40018 | WC Dis. Alarm Unit | Emergency Alarm | DigiPlex Stockholm 1 AB | 120 DigiPlex Hub | DigiPlex Stockholm 1 AB/Level 1/120 DigiPlex Hub |  | Health and Safety | 2019-05-23 10:09
40563 | Vessda Panel Battery back-up | Fire Power Supply | DigiPlex Stockholm 1 AB | 125 DH1A | DigiPlex Stockholm 1 AB/Level 1/DH1/125 DH1A |  | Fire Prevention | 2019-05-28 10:40
40039 | Pressurisation Unit 2 (DB/PH1/5) | Pressurisation Unit | DigiPlex Stockholm 1 AB | 011 Domestic Pump House | DigiPlex Stockholm 1 AB/200 Roof (Lower)/011 Domestic Pump House |  | Water Treatment | 2019-05-23 10:19 |  | Wilo
40324 | UPS 2 Incoming Supply 13C | Air Circuit Breaker | DigiPlex Stockholm 1 AB | 004 LV Pod DH1A | DigiPlex Stockholm 1 AB/Plant Compound/004 LV Pod DH1A |  | Electrical Distribution | 2019-05-23 10:10 |  | ABB
40672 | DH7-PSS-1A-UPS-A3 | UPS Static | DigiPlex Stockholm 1 AB | 006 LV Pod DH7A | DigiPlex Stockholm 1 AB/Plant Compound/006 LV Pod DH7A |  | UPS | 2019-05-23 10:09 |  | ABB
40453 | DH1/CS/SB/1A 18B | Air Circuit Breaker | DigiPlex Stockholm 1 AB | 005 LV Pod DH1B | DigiPlex Stockholm 1 AB/Plant Compound/005 LV Pod DH1B |  | Electrical Distribution | 2019-05-23 10:20 |  | ABB
40756 | DH7/DB1/PSS/1B | Distribution Board | DigiPlex Stockholm 1 AB | 007 LV Pod DH7B | DigiPlex Stockholm 1 AB/Plant Compound/007 LV Pod DH7B |  | Electrical Distribution | 2019-05-23 10:11 |  | ABB
40713 | Generator Instrumentation 02A | Generator Controller | DigiPlex Stockholm 1 AB | 007 LV Pod DH7B | DigiPlex Stockholm 1 AB/Plant Compound/007 LV Pod DH7B |  | Power Generator | 2019-05-23 10:10
40531 | Outer Vehicle Trap Gates Exit | Auto Gate | DigiPlex Stockholm 1 AB | 012 Entry Gates | DigiPlex Stockholm 1 AB/DS1 External Areas/012 Entry Gates |  | Physical Security | 2019-05-23 10:19 |  | GPP
DS1TEMP111 | Emergency Lighting Building 1, UPS DH1/A | Emergency Lighting | DigiPlex Stockholm 1 AB | 004 LV Pod DH1A | DigiPlex Stockholm 1 AB/Plant Compound/004 LV Pod DH1A |  | Lighting | 2019-05-23 10:13
40547 | Cooling Condenser | DX Unit | DigiPlex Stockholm 1 AB | 010 Gantry | DigiPlex Stockholm 1 AB/Plant Compound/010 Gantry |  | Cooling | 2019-05-28 10:57 |  | Swegon
40022 | A2A Unit 3 | Munters | DigiPlex Stockholm 1 AB | 010 Gantry | DigiPlex Stockholm 1 AB/Plant Compound/010 Gantry |  | Cooling Production | 2019-05-23 10:20 |  | Munters
40819 | Intelligent Switch Mode - Power Supply | Fire Power Supply | DigiPlex Stockholm 1 AB | 316 West Corridor - Elevator | DigiPlex Stockholm 1 AB/Level 3/316 West Corridor - Elevator |  | Fire Prevention | 2019-05-28 10:40 |  | milleteknik
40554 | Earth Termination Bar | Earthing | DigiPlex Stockholm 1 AB | 132 MMR 1 East | DigiPlex Stockholm 1 AB/Level 1/132 MMR 1 East |  | Electrical Distribution | 2019-05-23 10:10
40472 | Dist Board DB MECH DB/1B | Distribution Board | DigiPlex Stockholm 1 AB | 010 Gantry | DigiPlex Stockholm 1 AB/Plant Compound/010 Gantry |  | Electrical Distribution | 2019-05-23 10:20 |  | ABB (UK)
40210 | UPS Feeder 2 05C | Air Circuit Breaker | DigiPlex Stockholm 1 AB | 005 LV Pod DH1B | DigiPlex Stockholm 1 AB/Plant Compound/005 LV Pod DH1B |  | Electrical Distribution | 2019-05-23 10:13 |  | ABB
40180 | Dist Board EX/SB/SB/4/12L3 Emergency Lighting | Distribution Board | DigiPlex Stockholm 1 AB | 003 LV Pod Landlord | DigiPlex Stockholm 1 AB/Plant Compound/003 LV Pod Landlord |  | Electrical Distribution | 2019-05-23 10:20 |  | Hager
40456 | DH1 Busbar Feeder 19B | Air Circuit Breaker | DigiPlex Stockholm 1 AB | 005 LV Pod DH1B | DigiPlex Stockholm 1 AB/Plant Compound/005 LV Pod DH1B |  | Electrical Distribution | 2019-05-23 10:14 |  | ABB
DS1TEMP177 | Trace Heating Domestic Water Pump House 1 | Trace Heating | DigiPlex Stockholm 1 AB | 011 Domestic Pump House | DigiPlex Stockholm 1 AB/200 Roof (Lower)/011 Domestic Pump House |  | Heating Equipment | 2019-05-23 10:21
40545 | AHU/02 Data Hall Fresh Air Supply | AHU | DigiPlex Stockholm 1 AB | 010 Gantry | DigiPlex Stockholm 1 AB/Plant Compound/010 Gantry |  | Air Conditioning | 2019-05-23 10:21 |  | Swegon
DS1TEMP008 | Rainwater Harvesting Tank 3 | Rainwater Storage Tank | DigiPlex Stockholm 1 AB | DS1 External Areas | DigiPlex Stockholm 1 AB/DS1 External Areas |  | Water Supply | 2019-05-23 10:15 |  | Conder Environmental Solutions
40718 | Feed to DH7/UPS/B3 05B | Air Circuit Breaker | DigiPlex Stockholm 1 AB | 007 LV Pod DH7B | DigiPlex Stockholm 1 AB/Plant Compound/007 LV Pod DH7B |  | Electrical Distribution | 2019-05-23 10:21 |  | ABB
40128 | Generator Incomer 03B | Air Circuit Breaker | DigiPlex Stockholm 1 AB | 003 LV Pod Landlord | DigiPlex Stockholm 1 AB/Plant Compound/003 LV Pod Landlord |  | Electrical Distribution | 2019-05-23 10:15 |  | ABB
40351 | SafeRing | SafeRing | DigiPlex Stockholm 1 AB | 004 LV Pod DH1A | DigiPlex Stockholm 1 AB/Plant Compound/004 LV Pod DH1A |  | Electrical Distribution | 2019-05-23 10:09 |  | ABB
40544 | Electric Car Charging Point 4 | Electric Car Charging Point | DigiPlex Stockholm 1 AB | 014 Car Park | DigiPlex Stockholm 1 AB/DS1 External Areas/014 Car Park |  | Power Equipment | 2019-05-23 10:15
40006 | Security System OPS/ab/FB/1/7/¦1 | Access Control System | DigiPlex Stockholm 1 AB | 102 Reception Security | DigiPlex Stockholm 1 AB/Level 1/102 Reception Security |  | Security System | 2019-05-23 10:09 |  | Stanley
40549 | Dist Board DB EX/SB/SB/1 Ext Lighting Gantry | Distribution Board | DigiPlex Stockholm 1 AB | 010 Gantry | DigiPlex Stockholm 1 AB/Plant Compound/010 Gantry |  | Electrical Distribution | 2019-05-23 10:19 |  | ABB (UK)
DS1TEMP080 | Fire Extinguishers Building 1 | Hand Held Fire Extinguisher | DigiPlex Stockholm 1 AB | DigiPlex Stockholm 1 AB | DigiPlex Stockholm 1 AB |  | Fire Prevention | 2019-05-28 10:41
40255 | SafeRing | SafeRing | DigiPlex Stockholm 1 AB | 005 LV Pod DH1B | DigiPlex Stockholm 1 AB/Plant Compound/005 LV Pod DH1B |  | Electrical Distribution | 2019-05-23 10:19 |  | ABB
40748 | Battery Rack UPS B3 | Battery String | DigiPlex Stockholm 1 AB | 007 LV Pod DH7B | DigiPlex Stockholm 1 AB/Plant Compound/007 LV Pod DH7B |  | UPS | 2019-05-28 11:02
40562 | Smoke Detector System for DH1 & 1A | Aspiration | DigiPlex Stockholm 1 AB | 125 DH1A | DigiPlex Stockholm 1 AB/Level 1/DH1/125 DH1A |  | Fire Alarm | 2019-05-28 10:49 |  | Stratos
40719 | Feed to DH7/PSS/1B/SMDB/SB 06B | Air Circuit Breaker | DigiPlex Stockholm 1 AB | 007 LV Pod DH7B | DigiPlex Stockholm 1 AB/Plant Compound/007 LV Pod DH7B |  | Electrical Distribution | 2019-05-23 10:20 |  | ABB
40093 | Switch Panel B 10 DH7/TX/B | HV Switch Panel | DigiPlex Stockholm 1 AB | 002 HV Pod B | DigiPlex Stockholm 1 AB/Plant Compound/002 HV Pod B |  | HV Equipment | 2019-05-28 11:02 |  | ABB
40820 | Gas Suppression System DH7.1 | Fire Suppression | DigiPlex Stockholm 1 AB | 316 West Corridor - Elevator | DigiPlex Stockholm 1 AB/Level 3/316 West Corridor - Elevator |  | Fire Prevention | 2019-06-26 08:53 |  | Kidde
DS1TEMP007 | Rainwater Harvesting Tank 2 | Rainwater Storage Tank | DigiPlex Stockholm 1 AB | DS1 External Areas | DigiPlex Stockholm 1 AB/DS1 External Areas |  | Water Supply | 2019-05-23 10:20 |  | Conder Environmental Solutions
DS1TEMP010 | Petrol Interceptor | Petrol Interceptor | DigiPlex Stockholm 1 AB | DS1 External Areas | DigiPlex Stockholm 1 AB/DS1 External Areas |  | Power Generator | 2019-05-28 10:54
40116 | Battery Charger Left Hand | Battery Charger | DigiPlex Stockholm 1 AB | 001 HV Pod A | DigiPlex Stockholm 1 AB/Plant Compound/001 HV Pod A |  | UPS | 2019-05-28 11:02 |  | Schaefer
DS1TEMP109 | Emergency Lighting Building 1, Level 3 | Emergency Lighting | DigiPlex Stockholm 1 AB | Level 3 | DigiPlex Stockholm 1 AB/Level 3 |  | Lighting | 2019-05-23 10:20
40550 | Dist Board DB EX/SB/SB/1 Extra Ways | Distribution Board | DigiPlex Stockholm 1 AB | 010 Gantry | DigiPlex Stockholm 1 AB/Plant Compound/010 Gantry |  | Electrical Distribution | 2019-05-23 10:14 |  | ABB (UK)
40383 | Diesel Storage Tank A1 | Fuel Tank | DigiPlex Stockholm 1 AB | Plant Compound | DigiPlex Stockholm 1 AB/Plant Compound |  | Power Generator | 2019-05-28 10:54 |  | Krampitz
40575 | Distribution Board DB/DR/GF/GLP/1 | Distribution Board | DigiPlex Stockholm 1 AB | 127 Disaster Recovery | DigiPlex Stockholm 1 AB/Level 1/127 Disaster Recovery |  | Electrical Distribution | 2019-05-23 10:14
40548 | Distribution Board DB MECH DB/1A | Distribution Board | DigiPlex Stockholm 1 AB | 010 Gantry | DigiPlex Stockholm 1 AB/Plant Compound/010 Gantry |  | Electrical Distribution | 2019-05-23 10:21 |  | ABB (UK)
40070 | Diesel Filling Point | Fuel Fill Point | DigiPlex Stockholm 1 AB | DS1 External Areas | DigiPlex Stockholm 1 AB/DS1 External Areas |  | Power Generator | 2019-05-28 10:54 |  | Krampitz
40203 | GEN/DH1/B-1 03B | Air Circuit Breaker | DigiPlex Stockholm 1 AB | 005 LV Pod DH1B | DigiPlex Stockholm 1 AB/Plant Compound/005 LV Pod DH1B |  | Electrical Distribution | 2019-05-23 10:21 |  | ABB
40645 | Feed to DH7/UPS/A2 04B | Air Circuit Breaker | DigiPlex Stockholm 1 AB | 006 LV Pod DH7A | DigiPlex Stockholm 1 AB/Plant Compound/006 LV Pod DH7A |  | Electrical Distribution | 2019-05-23 10:15 |  | ABB
40727 | DH7-SMDB-critical-1B 11B | Air Circuit Breaker | DigiPlex Stockholm 1 AB | 007 LV Pod DH7B | DigiPlex Stockholm 1 AB/Plant Compound/007 LV Pod DH7B |  | Electrical Distribution | 2019-05-23 10:21 |  | ABB
40023 | A2A Unit 1 | Munters | DigiPlex Stockholm 1 AB | 010 Gantry | DigiPlex Stockholm 1 AB/Plant Compound/010 Gantry |  | Cooling Production | 2019-05-23 10:15 |  | Munters
40738 | DH7-PSS-1B-UPS-A1 | UPS Static | DigiPlex Stockholm 1 AB | 007 LV Pod DH7B | DigiPlex Stockholm 1 AB/Plant Compound/007 LV Pod DH7B |  | UPS | 2019-05-23 10:21 |  | ABB
40358 | BMS Outstation OS 22 Switch Room Extracts | BMS Outstation | DigiPlex Stockholm 1 AB | 004 LV Pod DH1A | DigiPlex Stockholm 1 AB/Plant Compound/004 LV Pod DH1A |  | BMS Equipment | 2019-05-23 10:19
40658 | DH7-PSS/1A-UPS Decoupler 12C | Air Circuit Breaker | DigiPlex Stockholm 1 AB | 006 LV Pod DH7A | DigiPlex Stockholm 1 AB/Plant Compound/006 LV Pod DH7A |  | Electrical Distribution | 2019-05-23 10:09 |  | ABB
40574 | Distribution Board DR/CS/DB/1AB | Distribution Board | DigiPlex Stockholm 1 AB | 127 Disaster Recovery | DigiPlex Stockholm 1 AB/Level 1/127 Disaster Recovery |  | Electrical Distribution | 2019-05-23 10:19
40075 | Distribution Board DB/MMR 1B/CS/DB/1B | Distribution Board | DigiPlex Stockholm 1 AB | 141 MMR 1B | DigiPlex Stockholm 1 AB/Level 1/141 MMR 1B |  | Electrical Distribution | 2019-05-23 10:19 |  | ABB
40633 | Switch Panel DH7/A/SMDB/SB | Switch Panel | DigiPlex Stockholm 1 AB | 006 LV Pod DH7A | DigiPlex Stockholm 1 AB/Plant Compound/006 LV Pod DH7A |  | Electrical Distribution | 2019-05-23 10:10 |  | Anord Control Systems
40627 | Generator DH7/A | Diesel Generator | DigiPlex Stockholm 1 AB | Plant Compound | DigiPlex Stockholm 1 AB/Plant Compound |  | Power Generator | 2019-05-23 10:09 |  | PON CAT
40715 | Feed to DH7/UPS/B1 03B | Air Circuit Breaker | DigiPlex Stockholm 1 AB | 007 LV Pod DH7B | DigiPlex Stockholm 1 AB/Plant Compound/007 LV Pod DH7B |  | Electrical Distribution | 2019-05-23 10:20 |  | ABB
40024 | A2A Unit 2 | Munters | DigiPlex Stockholm 1 AB | 010 Gantry | DigiPlex Stockholm 1 AB/Plant Compound/010 Gantry |  | Cooling Production | 2019-05-23 10:11 |  | Munters
40395 | Access Gate in Inner Perimeter (near Reception) | Gate | DigiPlex Stockholm 1 AB | 016 Site Perimeter | DigiPlex Stockholm 1 AB/DS1 External Areas/016 Site Perimeter |  | Physical Security | 2019-05-23 10:10
DS1TEMP402 | Battery Room DH1/B Cooling System 1 | DX Unit | DigiPlex Stockholm 1 AB | 005 LV Pod DH1B | DigiPlex Stockholm 1 AB/Plant Compound/005 LV Pod DH1B |  | Cooling | 2019-05-28 10:57
40037 | Dosing Pot | Dosing Unit | DigiPlex Stockholm 1 AB | 011 Domestic Pump House | DigiPlex Stockholm 1 AB/200 Roof (Lower)/011 Domestic Pump House |  | Water Treatment | 2019-05-23 10:13 |  | BSS (UK)
DS1TEMP112 | Emergency Lighting Building 1 UPS DH1/B | Emergency Lighting | DigiPlex Stockholm 1 AB | 005 LV Pod DH1B | DigiPlex Stockholm 1 AB/Plant Compound/005 LV Pod DH1B |  | Lighting | 2019-05-23 10:09
40005 | Heating Cables to external steps / ramp | Electric Cable Heater | DigiPlex Stockholm 1 AB | 102 Reception Security | DigiPlex Stockholm 1 AB/Level 1/102 Reception Security |  | Heating Equipment | 2019-05-23 10:20
40106 | Switch Panel A 03 DH1/TX/A | HV Switch Panel | DigiPlex Stockholm 1 AB | 001 HV Pod A | DigiPlex Stockholm 1 AB/Plant Compound/001 HV Pod A |  | HV Equipment | 2019-05-28 11:02 |  | ABB
40090 | Switch Panel B 07 DH4/TX/B | HV Switch Panel | DigiPlex Stockholm 1 AB | 002 HV Pod B | DigiPlex Stockholm 1 AB/Plant Compound/002 HV Pod B |  | HV Equipment | 2019-05-28 11:02 |  | ABB
40365 | Battery Rack 1 | Battery String | DigiPlex Stockholm 1 AB | 004 LV Pod DH1A | DigiPlex Stockholm 1 AB/Plant Compound/004 LV Pod DH1A |  | UPS | 2019-05-28 11:02
DS1TEMP101 | Emergency Lighting Containerised UPS DH7/A | Emergency Lighting | DigiPlex Stockholm 1 AB | 006 LV Pod DH7A | DigiPlex Stockholm 1 AB/Plant Compound/006 LV Pod DH7A |  | Lighting | 2019-05-23 10:13
DS1TEMP405 | Battery Room DH1/A Cooling System 2 | DX Unit | DigiPlex Stockholm 1 AB | 004 LV Pod DH1A | DigiPlex Stockholm 1 AB/Plant Compound/004 LV Pod DH1A |  | Cooling | 2019-05-28 10:57
40729 | Incoming Supply from DH7/UPS/B1 13B | Air Circuit Breaker | DigiPlex Stockholm 1 AB | 007 LV Pod DH7B | DigiPlex Stockholm 1 AB/Plant Compound/007 LV Pod DH7B |  | Electrical Distribution | 2019-05-23 10:14 |  | ABB
40058 | Control Panel - Trace Heating | Control Panel | DigiPlex Stockholm 1 AB | 009 Process Water Pod | DigiPlex Stockholm 1 AB/Plant Compound/009 Process Water Pod |  | Power Control | 2019-05-23 10:21
40276 | Battery Rack 4 | Battery String | DigiPlex Stockholm 1 AB | 002 HV Pod B | DigiPlex Stockholm 1 AB/Plant Compound/002 HV Pod B |  | UPS | 2019-05-28 11:02
DS1TEMP003 | Site Perimeter Fence | Fence | DigiPlex Stockholm 1 AB | 016 Site Perimeter | DigiPlex Stockholm 1 AB/DS1 External Areas/016 Site Perimeter |  | Physical Security | 2019-05-23 10:21 |  | Jacksons
40190 | SafeRing | SafeRing | DigiPlex Stockholm 1 AB | 003 LV Pod Landlord | DigiPlex Stockholm 1 AB/Plant Compound/003 LV Pod Landlord |  | Electrical Distribution | 2019-05-23 10:15 |  | ABB
40500 | Mobile UPS Unit | UPS Mobile | DigiPlex Stockholm 1 AB | 133 Fibre Entry | DigiPlex Stockholm 1 AB/Level 1/133 Fibre Entry |  | UPS | 2019-05-23 10:09 |  | ABB
40824 | Battery Back-up | Fire Power Supply | DigiPlex Stockholm 1 AB | 307 North Corridor | DigiPlex Stockholm 1 AB/Level 3/307 North Corridor |  | Fire Prevention | 2019-05-28 10:40
40634 | Switch Panel DH7/SMDB/CRIT/1A | Switch Panel | DigiPlex Stockholm 1 AB | 006 LV Pod DH7A | DigiPlex Stockholm 1 AB/Plant Compound/006 LV Pod DH7A |  | Electrical Distribution | 2019-05-23 10:09 |  | Anord Control Systems
40056 | Pressurised Water Tank 2500L | Water Tank | DigiPlex Stockholm 1 AB | 009 Process Water Pod | DigiPlex Stockholm 1 AB/Plant Compound/009 Process Water Pod |  | Water Treatment | 2019-05-23 10:19 |  | Flamco Stag
40049 | Outdoor ACU (vsd) System 3 | AHU | DigiPlex Stockholm 1 AB | 010 Gantry | DigiPlex Stockholm 1 AB/Plant Compound/010 Gantry |  | Air Conditioning | 2019-05-23 10:09 |  | Mitsubishi
40552 | Dist Board DB MMR1/CS/DB/1A | Distribution Board | DigiPlex Stockholm 1 AB | 132 MMR 1 East | DigiPlex Stockholm 1 AB/Level 1/132 MMR 1 East |  | Electrical Distribution | 2019-05-23 10:20 |  | ABB (UK)
40350 | Transformer | Transformer | DigiPlex Stockholm 1 AB | 004 LV Pod DH1A | DigiPlex Stockholm 1 AB/Plant Compound/004 LV Pod DH1A |  | HV Equipment | 2019-05-28 11:02 |  | ABB
40376 | Earth Termination Bar EB-PSS-LL | Earthing | DigiPlex Stockholm 1 AB | 003 LV Pod Landlord | DigiPlex Stockholm 1 AB/Plant Compound/003 LV Pod Landlord |  | Electrical Distribution | 2019-05-23 10:10
40535 | Inner Vehicle Trap Gates Entry | Auto Gate | DigiPlex Stockholm 1 AB | 012 Entry Gates | DigiPlex Stockholm 1 AB/DS1 External Areas/012 Entry Gates |  | Physical Security | 2019-05-23 10:20 |  | GPP
DS1TEMP413 | Battery Room DH7/B Cooling System 1 | DX Unit | DigiPlex Stockholm 1 AB | 007 LV Pod DH7B | DigiPlex Stockholm 1 AB/Plant Compound/007 LV Pod DH7B |  | Cooling | 2019-05-28 10:56
40072 | Distribution Board DB/LL/GLP/SB/1 | Distribution Board | DigiPlex Stockholm 1 AB | 137A North Corridor (Cameron Side) | DigiPlex Stockholm 1 AB/Level 1/137A North Corridor (Cameron Side) |  | Electrical Distribution | 2019-05-23 10:10 |  | ABB
40758 | AHU 2 Battery Room DH7/B | DX Unit | DigiPlex Stockholm 1 AB | 007 LV Pod DH7B | DigiPlex Stockholm 1 AB/Plant Compound/007 LV Pod DH7B |  | Cooling | 2019-05-28 10:57 |  | Mitsubishi
40671 | DH7-PSS-1A-UPS-A2 | UPS Static | DigiPlex Stockholm 1 AB | 006 LV Pod DH7A | DigiPlex Stockholm 1 AB/Plant Compound/006 LV Pod DH7A |  | UPS | 2019-05-23 10:13 |  | ABB
40264 | Variable Frequency Drive | VFD | DigiPlex Stockholm 1 AB | 005 LV Pod DH1B | DigiPlex Stockholm 1 AB/Plant Compound/005 LV Pod DH1B |  | Power Control | 2019-05-23 10:10 |  | Danfoss
40816 | Smoke Detector System for DH7.2 | Aspiration | DigiPlex Stockholm 1 AB | 316 West Corridor - Elevator | DigiPlex Stockholm 1 AB/Level 3/316 West Corridor - Elevator |  | Fire Alarm | 2019-05-28 10:48 |  | Stratos
40573 | Transfer Switch DR/CS/ATS | Transfer Switch | DigiPlex Stockholm 1 AB | 127 Disaster Recovery | DigiPlex Stockholm 1 AB/Level 1/127 Disaster Recovery |  | Electrical Distribution | 2019-05-23 10:14 |  | Socomec
40629 | Diesel Storage Tank DH7/B | Fuel Tank | DigiPlex Stockholm 1 AB | Plant Compound | DigiPlex Stockholm 1 AB/Plant Compound |  | Power Generator | 2019-05-28 10:54 |  | containertech
40736 | DH7/DB2/PSS/1B | Distribution Board | DigiPlex Stockholm 1 AB | 007 LV Pod DH7B | DigiPlex Stockholm 1 AB/Plant Compound/007 LV Pod DH7B |  | Electrical Distribution | 2019-05-23 10:14 |  | ABB
40564 | BMS Outstation OS 01 | BMS Outstation | DigiPlex Stockholm 1 AB | 125 DH1A | DigiPlex Stockholm 1 AB/Level 1/DH1/125 DH1A |  | BMS Equipment | 2019-05-23 10:21
40004 | Tube Style B | Mantrap | DigiPlex Stockholm 1 AB | 101 Reception | DigiPlex Stockholm 1 AB/Level 1/101 Reception |  | Physical Security | 2019-05-23 10:14 |  | Gunnebo
40074 | Distribution Board DB/MMR 1B/CS/DB/1A | Distribution Board | DigiPlex Stockholm 1 AB | 141 MMR 1B | DigiPlex Stockholm 1 AB/Level 1/141 MMR 1B |  | Electrical Distribution | 2019-05-23 10:21 |  | ABB
40010 | BMS Outstation OS 20 | BMS Outstation | DigiPlex Stockholm 1 AB | 104 Shared Office | DigiPlex Stockholm 1 AB/Level 1/104 Shared Office |  | BMS Equipment | 2019-05-23 10:15
40286 | Generator Instrumentation 02A | Generator Controller | DigiPlex Stockholm 1 AB | 004 LV Pod DH1A | DigiPlex Stockholm 1 AB/Plant Compound/004 LV Pod DH1A |  | Power Generator | 2019-05-23 10:21
40641 | Generator Instrumentation 02A | Generator Controller | DigiPlex Stockholm 1 AB | 006 LV Pod DH7A | DigiPlex Stockholm 1 AB/Plant Compound/006 LV Pod DH7A |  | Power Generator | 2019-05-23 10:15
40391 | Alarm / Indicator Box - Oil | Munters Alarm | DigiPlex Stockholm 1 AB | 009 Process Water Pod | DigiPlex Stockholm 1 AB/Plant Compound/009 Process Water Pod |  | Environment | 2019-05-23 10:09 |  | Wavin
40660 | Incomimg Supply from DH7/UPS/A2 14B | Air Circuit Breaker | DigiPlex Stockholm 1 AB | 006 LV Pod DH7A | DigiPlex Stockholm 1 AB/Plant Compound/006 LV Pod DH7A |  | Electrical Distribution | 2019-05-23 10:19 |  | ABB
40750 | DC Isolation Cubicle DH7-UPS-B2 | Battery Circuit Breaker | DigiPlex Stockholm 1 AB | 007 LV Pod DH7B | DigiPlex Stockholm 1 AB/Plant Compound/007 LV Pod DH7B |  | UPS | 2019-05-28 11:02 |  | Uninterruptible Power Suppliers Ltd.
DS1TEMP017 | Road Surface Water Drainage | Drains | DigiPlex Stockholm 1 AB | 015 Road | DigiPlex Stockholm 1 AB/DS1 External Areas/015 Road |  | Environment | 2019-05-23 10:19
DS1TEMP104 | External Lighting Building 1 Plant Compound | External Lighting | DigiPlex Stockholm 1 AB | Plant Compound | DigiPlex Stockholm 1 AB/Plant Compound |  | Lighting | 2019-05-23 10:19
40745 | Earth Termination Bar PSS-1B | Earthing | DigiPlex Stockholm 1 AB | 007 LV Pod DH7B | DigiPlex Stockholm 1 AB/Plant Compound/007 LV Pod DH7B |  | Electrical Distribution | 2019-05-23 10:10
40542 | Electric Car Charging Point 2 | Electric Car Charging Point | DigiPlex Stockholm 1 AB | 014 Car Park | DigiPlex Stockholm 1 AB/DS1 External Areas/014 Car Park |  | Power Equipment | 2019-05-23 10:09
DS1TEMP113 | Emergency Lighting Building 1 HV Plant Room A | Emergency Lighting | DigiPlex Stockholm 1 AB | 001 HV Pod A | DigiPlex Stockholm 1 AB/Plant Compound/001 HV Pod A |  | Lighting | 2019-05-23 10:20
40343 | DH1 Busbar Feeder 19B | Air Circuit Breaker | DigiPlex Stockholm 1 AB | 004 LV Pod DH1A | DigiPlex Stockholm 1 AB/Plant Compound/004 LV Pod DH1A |  | Electrical Distribution | 2019-05-23 10:10 |  | ABB
40214 | UPS Feeder 1 06C | Air Circuit Breaker | DigiPlex Stockholm 1 AB | 005 LV Pod DH1B | DigiPlex Stockholm 1 AB/Plant Compound/005 LV Pod DH1B |  | Electrical Distribution | 2019-05-23 10:09 |  | ABB
40741 | Variable Frequency Drive PSS 1/B-B Switch Room Ext | VFD | DigiPlex Stockholm 1 AB | 007 LV Pod DH7B | DigiPlex Stockholm 1 AB/Plant Compound/007 LV Pod DH7B |  | Power Control | 2019-05-23 10:20 |  | Danfoss
40360 | Variable Frequency Drive | VFD | DigiPlex Stockholm 1 AB | 004 LV Pod DH1A | DigiPlex Stockholm 1 AB/Plant Compound/004 LV Pod DH1A |  | Power Control | 2019-05-23 10:13 |  | Danfoss
40730 | Incoming Supply from DH7/UPS/B2 14B | Air Circuit Breaker | DigiPlex Stockholm 1 AB | 007 LV Pod DH7B | DigiPlex Stockholm 1 AB/Plant Compound/007 LV Pod DH7B |  | Electrical Distribution | 2019-05-23 10:10 |  | ABB
40652 | Maintenance Bypass 08D | Air Circuit Breaker | DigiPlex Stockholm 1 AB | 006 LV Pod DH7A | DigiPlex Stockholm 1 AB/Plant Compound/006 LV Pod DH7A |  | Electrical Distribution | 2019-05-23 10:20 |  | ABB
DS1TEMP407 | LV Plant Room Landlord Cooling System 2 | DX Unit | DigiPlex Stockholm 1 AB | 003 LV Pod Landlord | DigiPlex Stockholm 1 AB/Plant Compound/003 LV Pod Landlord |  | Cooling | 2019-05-28 10:56
40392 | Vehicle Access Gates | Auto Gate | DigiPlex Stockholm 1 AB | Plant Compound | DigiPlex Stockholm 1 AB/Plant Compound |  | Physical Security | 2019-05-23 10:20
40110 | Switch Panel A 07 DH5/TX/A | HV Switch Panel | DigiPlex Stockholm 1 AB | 001 HV Pod A | DigiPlex Stockholm 1 AB/Plant Compound/001 HV Pod A |  | HV Equipment | 2019-05-28 11:02 |  | ABB
40770 | DH7/GLP/SB/SB | Switch Panel | DigiPlex Stockholm 1 AB | 312 Switchboard Cupboard | DigiPlex Stockholm 1 AB/Level 3/307 North Corridor/312 Switchboard Cupboard |  | Electrical Distribution | 2019-05-23 10:21 |  | Anord Control Systems
40530 | Pedestrian Turnstyle | Auto Gate | DigiPlex Stockholm 1 AB | 012 Entry Gates | DigiPlex Stockholm 1 AB/DS1 External Areas/012 Entry Gates |  | Physical Security | 2019-05-23 10:14 |  | GPP
40064 | Distribution Board DB1 | Distribution Board | DigiPlex Stockholm 1 AB | 009 Process Water Pod | DigiPlex Stockholm 1 AB/Plant Compound/009 Process Water Pod |  | Electrical Distribution | 2019-05-23 10:14
40731 | Incoming Supply from DH7/UPS/B3 15B | Air Circuit Breaker | DigiPlex Stockholm 1 AB | 007 LV Pod DH7B | DigiPlex Stockholm 1 AB/Plant Compound/007 LV Pod DH7B |  | Electrical Distribution | 2019-05-23 10:21 |  | ABB
40349 | Key Exchange Box | Key Exchange Box | DigiPlex Stockholm 1 AB | 004 LV Pod DH1A | DigiPlex Stockholm 1 AB/Plant Compound/004 LV Pod DH1A |  | Security System | 2019-05-23 10:15
40287 | Generator Coupler 02B | Air Circuit Breaker | DigiPlex Stockholm 1 AB | 004 LV Pod DH1A | DigiPlex Stockholm 1 AB/Plant Compound/004 LV Pod DH1A |  | Electrical Distribution | 2019-05-23 10:21 |  | ABB
40474 | Dist Board DB EX/SB/SB/2 Ext Lighting Roof | Distribution Board | DigiPlex Stockholm 1 AB | 010 Gantry | DigiPlex Stockholm 1 AB/Plant Compound/010 Gantry |  | Electrical Distribution | 2019-05-23 10:15 |  | ABB (UK)
40757 | AHU 1 Battery Room DH7/B | DX Unit | DigiPlex Stockholm 1 AB | 007 LV Pod DH7B | DigiPlex Stockholm 1 AB/Plant Compound/007 LV Pod DH7B |  | Cooling | 2019-05-28 10:57 |  | Mitsubishi
40029 | Transfer Switch FAHU-PRE-HEAT | Transfer Switch | DigiPlex Stockholm 1 AB | 010 Gantry | DigiPlex Stockholm 1 AB/Plant Compound/010 Gantry |  | Electrical Distribution | 2019-05-23 10:15 |  | Socomec
40746 | Battery Rack UPS B2 | Battery String | DigiPlex Stockholm 1 AB | 007 LV Pod DH7B | DigiPlex Stockholm 1 AB/Plant Compound/007 LV Pod DH7B |  | UPS | 2019-05-28 11:02
40685 | DC Isolation Cubicle DH7-UPS-A2 | Battery Circuit Breaker | DigiPlex Stockholm 1 AB | 006 LV Pod DH7A | DigiPlex Stockholm 1 AB/Plant Compound/006 LV Pod DH7A |  | UPS | 2019-05-28 11:02 |  | Uninterruptible Power Supplies Ltd.
40676 | Variable Frequency Drive PSS 1/A-B Switch Room Ext | VFD | DigiPlex Stockholm 1 AB | 006 LV Pod DH7A | DigiPlex Stockholm 1 AB/Plant Compound/006 LV Pod DH7A |  | Power Control | 2019-05-23 10:09 |  | Danfoss
40088 | Switch Panel B 05 DH2/TX/B | HV Switch Panel | DigiPlex Stockholm 1 AB | 002 HV Pod B | DigiPlex Stockholm 1 AB/Plant Compound/002 HV Pod B |  | HV Equipment | 2019-05-28 11:02 |  | ABB
40052 | Generator A2 | Diesel Generator | DigiPlex Stockholm 1 AB | Plant Compound | DigiPlex Stockholm 1 AB/Plant Compound |  | Power Generator | 2019-05-23 10:11 |  | PON CAT
40237 | UPS 1 Incoming Supply 13C | Air Circuit Breaker | DigiPlex Stockholm 1 AB | 005 LV Pod DH1B | DigiPlex Stockholm 1 AB/Plant Compound/005 LV Pod DH1B |  | Electrical Distribution | 2019-05-23 10:10 |  | ABB
40063 | BMS Outstation OS 42 | BMS Outstation | DigiPlex Stockholm 1 AB | 009 Process Water Pod | DigiPlex Stockholm 1 AB/Plant Compound/009 Process Water Pod |  | BMS Equipment | 2019-05-23 10:19
40178 | Dist Board DB EX/SB/SB/3 Plant Gen Light & Power | Distribution Board | DigiPlex Stockholm 1 AB | 003 LV Pod Landlord | DigiPlex Stockholm 1 AB/Plant Compound/003 LV Pod Landlord |  | Electrical Distribution | 2019-05-23 10:13 |  | ABB (UK)
40107 | Switch Panel A 04 DH2/TX/A | HV Switch Panel | DigiPlex Stockholm 1 AB | 001 HV Pod A | DigiPlex Stockholm 1 AB/Plant Compound/001 HV Pod A |  | HV Equipment | 2019-05-28 11:02 |  | ABB
40389 | Alarm / Indicator Box - Sludge | Munters Alarm | DigiPlex Stockholm 1 AB | 009 Process Water Pod | DigiPlex Stockholm 1 AB/Plant Compound/009 Process Water Pod |  | Environment | 2019-05-23 10:20 |  | Wavin
40626 | Diesel Storage Tank DH7/A | Fuel Tank | DigiPlex Stockholm 1 AB | Plant Compound | DigiPlex Stockholm 1 AB/Plant Compound |  | Power Generator | 2019-05-28 10:54 |  | containertech
40533 | Pedestrian Gate | Auto Gate | DigiPlex Stockholm 1 AB | 012 Entry Gates | DigiPlex Stockholm 1 AB/DS1 External Areas/012 Entry Gates |  | Physical Security | 2019-05-23 10:10 |  | GPP
40080 | Distribution Board DB/DH1/GLP/SB/SB | Distribution Board | DigiPlex Stockholm 1 AB | 125 DH1A | DigiPlex Stockholm 1 AB/Level 1/DH1/125 DH1A |  | Electrical Distribution | 2019-05-23 10:20 |  | ABB
40699 | Switch Panel DH7/SMDB/CRIT/1B | Switch Panel | DigiPlex Stockholm 1 AB | 007 LV Pod DH7B | DigiPlex Stockholm 1 AB/Plant Compound/007 LV Pod DH7B |  | Electrical Distribution | 2019-05-23 10:14 |  | Anord Control Systems
40543 | Electric Car Charging Point 3 | Electric Car Charging Point | DigiPlex Stockholm 1 AB | 014 Car Park | DigiPlex Stockholm 1 AB/DS1 External Areas/014 Car Park |  | Power Equipment | 2019-05-23 10:20
40284 | Main Incomer 01B | Air Circuit Breaker | DigiPlex Stockholm 1 AB | 004 LV Pod DH1A | DigiPlex Stockholm 1 AB/Plant Compound/004 LV Pod DH1A |  | Electrical Distribution | 2019-05-23 10:14 |  | ABB
DS1TEMP412 | Battery Room DH7/A Cooling System 2 | DX Unit | DigiPlex Stockholm 1 AB | 006 LV Pod DH7A | DigiPlex Stockholm 1 AB/Plant Compound/006 LV Pod DH7A |  | Cooling | 2019-05-28 10:57
40108 | Switch Panel A 05 DH3/TX/A | HV Switch Panel | DigiPlex Stockholm 1 AB | 001 HV Pod A | DigiPlex Stockholm 1 AB/Plant Compound/001 HV Pod A |  | HV Equipment | 2019-05-28 11:02 |  | ABB
40826 | Dist Board DB/FF/SB/SB/1A | Distribution Board | DigiPlex Stockholm 1 AB | 201 Corridor - Elevator | DigiPlex Stockholm 1 AB/Level 2/201 Corridor - Elevator |  | Electrical Distribution | 2019-05-23 10:15 |  | Hager
DS1TEMP110 | Emergency Lighting Building 1, Gantry | Emergency Lighting | DigiPlex Stockholm 1 AB | 010 Gantry | DigiPlex Stockholm 1 AB/Plant Compound/010 Gantry |  | Lighting | 2019-05-23 10:21
40092 | Switch Panel B 09 DH6/TX/B | HV Switch Panel | DigiPlex Stockholm 1 AB | 002 HV Pod B | DigiPlex Stockholm 1 AB/Plant Compound/002 HV Pod B |  | HV Equipment | 2019-05-28 11:02 |  | ABB
40740 | DH7-PSS-1B-UPS-A3 | UPS Static | DigiPlex Stockholm 1 AB | 007 LV Pod DH7B | DigiPlex Stockholm 1 AB/Plant Compound/007 LV Pod DH7B |  | UPS | 2019-05-23 10:09 |  | ABB
40384 | Diesel Storage Tank B1 | Fuel Tank | DigiPlex Stockholm 1 AB | Plant Compound | DigiPlex Stockholm 1 AB/Plant Compound |  | Power Generator | 2019-05-28 10:54 |  | Krampitz
40094 | Dist Board HV B-DB1 Light & Small Power | Distribution Board | DigiPlex Stockholm 1 AB | 002 HV Pod B | DigiPlex Stockholm 1 AB/Plant Compound/002 HV Pod B |  | Electrical Distribution | 2019-05-23 10:09 |  | ABB
DS1TEMP406 | LV Plant Room Landlord Cooling System 1 | DX Unit | DigiPlex Stockholm 1 AB | 003 LV Pod Landlord | DigiPlex Stockholm 1 AB/Plant Compound/003 LV Pod Landlord |  | Cooling | 2019-05-28 10:58
40109 | Switch Panel A 06 DH4/TX/A | HV Switch Panel | DigiPlex Stockholm 1 AB | 001 HV Pod A | DigiPlex Stockholm 1 AB/Plant Compound/001 HV Pod A |  | HV Equipment | 2019-05-28 11:02 |  | ABB
DS1TEMP009 | Submersible Pump Dual Set | Pump | DigiPlex Stockholm 1 AB | DS1 External Areas | DigiPlex Stockholm 1 AB/DS1 External Areas |  | Cooling Distribution | 2019-05-23 10:10 |  | Conder Environmental Solutions
40764 | Battery Back-up | Fire Power Supply | DigiPlex Stockholm 1 AB | 301 DH7.1 | DigiPlex Stockholm 1 AB/Level 3/301 DH7.1 |  | Fire Prevention | 2019-05-28 10:40
40297 | UPS Feeder 1 05C | Air Circuit Breaker | DigiPlex Stockholm 1 AB | 004 LV Pod DH1A | DigiPlex Stockholm 1 AB/Plant Compound/004 LV Pod DH1A |  | Electrical Distribution | 2019-05-23 10:20 |  | ABB
40020 | BMS Outstation OS 18 | BMS Outstation | DigiPlex Stockholm 1 AB | 120 DigiPlex Hub | DigiPlex Stockholm 1 AB/Level 1/120 DigiPlex Hub |  | BMS Equipment | 2019-05-23 10:10
40448 | Access Gate in Inner Perimeter (NE corner) | Gate | DigiPlex Stockholm 1 AB | 016 Site Perimeter | DigiPlex Stockholm 1 AB/DS1 External Areas/016 Site Perimeter |  | Physical Security | 2019-05-23 10:10
40121 | Transformer | Transformer | DigiPlex Stockholm 1 AB | 003 LV Pod Landlord | DigiPlex Stockholm 1 AB/Plant Compound/003 LV Pod Landlord |  | HV Equipment | 2019-05-28 11:02 |  | ABB
40661 | Incomimg Supply from DH7/UPS/A3 15B | Air Circuit Breaker | DigiPlex Stockholm 1 AB | 006 LV Pod DH7A | DigiPlex Stockholm 1 AB/Plant Compound/006 LV Pod DH7A |  | Electrical Distribution | 2019-05-23 10:13 |  | ABB
40311 | Interconnector DH1/SB/SB/1B 09C | Air Circuit Breaker | DigiPlex Stockholm 1 AB | 004 LV Pod DH1A | DigiPlex Stockholm 1 AB/Plant Compound/004 LV Pod DH1A |  | Electrical Distribution | 2019-05-23 10:10 |  | ABB
40028 | Humidifier No 2 | Humidifier | DigiPlex Stockholm 1 AB | 010 Gantry | DigiPlex Stockholm 1 AB/Plant Compound/010 Gantry |  | Air Conditioning | 2019-05-28 11:03 |  | Condair
40252 | Key Exchange Box | Key Exchange Box | DigiPlex Stockholm 1 AB | 005 LV Pod DH1B | DigiPlex Stockholm 1 AB/Plant Compound/005 LV Pod DH1B |  | Security System | 2019-05-23 10:14
40046 | Outdoor ACU (vsd) System 1 | AHU | DigiPlex Stockholm 1 AB | 010 Gantry | DigiPlex Stockholm 1 AB/Plant Compound/010 Gantry |  | Air Conditioning | 2019-05-23 10:20 |  | Mitsubishi
40191 | DC Power Cabinet | DC Power Cabinet | DigiPlex Stockholm 1 AB | 003 LV Pod Landlord | DigiPlex Stockholm 1 AB/Plant Compound/003 LV Pod Landlord |  | Direct Current Plant Equipment | 2019-05-23 10:14 |  | AB Power Systems
40621 | DX Cooling Condenser CU-DH7/01 | DX Unit | DigiPlex Stockholm 1 AB | 010 Gantry | DigiPlex Stockholm 1 AB/Plant Compound/010 Gantry |  | Cooling | 2019-05-28 10:57 |  | Swegon
40267 | Earth Termination Bar EB-PSS-UPSOP/DH1/B | Earthing | DigiPlex Stockholm 1 AB | 005 LV Pod DH1B | DigiPlex Stockholm 1 AB/Plant Compound/005 LV Pod DH1B |  | Electrical Distribution | 2019-05-23 10:14
40532 | Outer Vehicle Trap Gates Entry | Auto Gate | DigiPlex Stockholm 1 AB | 012 Entry Gates | DigiPlex Stockholm 1 AB/DS1 External Areas/012 Entry Gates |  | Physical Security | 2019-05-23 10:14 |  | GPP
40315 | UPS Bypass 10C | Air Circuit Breaker | DigiPlex Stockholm 1 AB | 004 LV Pod DH1A | DigiPlex Stockholm 1 AB/Plant Compound/004 LV Pod DH1A |  | Electrical Distribution | 2019-05-23 10:21 |  | ABB
40755 | Control Panel - Battery Room Extracts | Control Panel | DigiPlex Stockholm 1 AB | 007 LV Pod DH7B | DigiPlex Stockholm 1 AB/Plant Compound/007 LV Pod DH7B |  | Power Control | 2019-05-23 10:15
40062 | BMS Outstation OS 41 | BMS Outstation | DigiPlex Stockholm 1 AB | 009 Process Water Pod | DigiPlex Stockholm 1 AB/Plant Compound/009 Process Water Pod |  | BMS Equipment | 2019-05-23 10:21
40680 | DH7/DB2/PSS/1A | Distribution Board | DigiPlex Stockholm 1 AB | 006 LV Pod DH7A | DigiPlex Stockholm 1 AB/Plant Compound/006 LV Pod DH7A |  | Electrical Distribution | 2019-05-23 10:15 |  | ABB
40345 | Earth Termination Bar EB-PSS-UPSOP/DH1/A | Earthing | DigiPlex Stockholm 1 AB | 004 LV Pod DH1A | DigiPlex Stockholm 1 AB/Plant Compound/004 LV Pod DH1A |  | Electrical Distribution | 2019-05-23 10:09
40818 | Intelligent Switch Mode - Power Supply | Fire Power Supply | DigiPlex Stockholm 1 AB | 316 West Corridor - Elevator | DigiPlex Stockholm 1 AB/Level 3/316 West Corridor - Elevator |  | Fire Prevention | 2019-05-28 10:40 |  | milleteknik
40113 | Dist Board HV A-DB1 Light & Small Power | Distribution Board | DigiPlex Stockholm 1 AB | 001 HV Pod A | DigiPlex Stockholm 1 AB/Plant Compound/001 HV Pod A |  | Electrical Distribution | 2019-05-23 10:19
40034 | AHU/01 - Offices and General Areas | AHU | DigiPlex Stockholm 1 AB | 010 Gantry | DigiPlex Stockholm 1 AB/Plant Compound/010 Gantry |  | Air Conditioning | 2019-05-23 10:09 |  | Swegon
40320 | UPS 1 Incoming Supply 12C | Air Circuit Breaker | DigiPlex Stockholm 1 AB | 004 LV Pod DH1A | DigiPlex Stockholm 1 AB/Plant Compound/004 LV Pod DH1A |  | Electrical Distribution | 2019-05-23 10:20 |  | ABB
40487 | Dist Board DB FF/SB/SB/2 Loading Bay & L3 GLP | Distribution Board | DigiPlex Stockholm 1 AB | 356 Corridor - Elevator | DigiPlex Stockholm 1 AB/Level 3 East/356 Corridor - Elevator |  | Electrical Distribution | 2019-05-23 10:11 |  | ABB (UK)
40711 | Incoming Supply from TX/DH7B 01B | Air Circuit Breaker | DigiPlex Stockholm 1 AB | 007 LV Pod DH7B | DigiPlex Stockholm 1 AB/Plant Compound/007 LV Pod DH7B |  | Electrical Distribution | 2019-05-23 10:10 |  | ABB
40115 | Battery Charger Right Hand | Battery Charger | DigiPlex Stockholm 1 AB | 001 HV Pod A | DigiPlex Stockholm 1 AB/Plant Compound/001 HV Pod A |  | UPS | 2019-05-28 11:02 |  | Schaefer
40475 | Dist Board DB EX/SB/SB/2 Extra Ways | Distribution Board | DigiPlex Stockholm 1 AB | 010 Gantry | DigiPlex Stockholm 1 AB/Plant Compound/010 Gantry |  | Electrical Distribution | 2019-05-23 10:13 |  | ABB (UK)
40477 | Enclosure for DH1 MECH DB/1A | Enclosure | DigiPlex Stockholm 1 AB | 010 Gantry | DigiPlex Stockholm 1 AB/Plant Compound/010 Gantry |  | Electrical Distribution | 2019-05-23 10:10 |  | ABB (UK)
40096 | BMS Outstation OS 38 | BMS Outstation | DigiPlex Stockholm 1 AB | 002 HV Pod B | DigiPlex Stockholm 1 AB/Plant Compound/002 HV Pod B |  | BMS Equipment | 2019-05-23 10:20
40199 | Generator Instrumentation 02A | Generator Controller | DigiPlex Stockholm 1 AB | 005 LV Pod DH1B | DigiPlex Stockholm 1 AB/Plant Compound/005 LV Pod DH1B |  | Power Generator | 2019-05-23 10:14
40061 | Control Panel 1 - Water Harvesting | Control Panel | DigiPlex Stockholm 1 AB | 009 Process Water Pod | DigiPlex Stockholm 1 AB/Plant Compound/009 Process Water Pod |  | Power Control | 2019-05-23 10:10
40031 | A2A Unit 4 | Munters | DigiPlex Stockholm 1 AB | 010 Gantry | DigiPlex Stockholm 1 AB/Plant Compound/010 Gantry |  | Cooling Production | 2019-05-23 10:20 |  | Munters
40104 | Switch Panel A 01 Incomer Vasby | HV Switch Panel | DigiPlex Stockholm 1 AB | 001 HV Pod A | DigiPlex Stockholm 1 AB/Plant Compound/001 HV Pod A |  | HV Equipment | 2019-05-28 11:02 |  | ABB
40038 | Dosing Pot | Dosing Unit | DigiPlex Stockholm 1 AB | 011 Domestic Pump House | DigiPlex Stockholm 1 AB/200 Roof (Lower)/011 Domestic Pump House |  | Water Treatment | 2019-05-23 10:20 |  | BSS (UK)
40582 | Passenger Lift (Level 1 Landing) | Lift | DigiPlex Stockholm 1 AB | 111 Corridor - West Elevator | DigiPlex Stockholm 1 AB/Level 1/111 Corridor - West Elevator |  | Buildings | 2019-05-28 10:50
40112 | Switch Panel A 09 DH7/TX/A | HV Switch Panel | DigiPlex Stockholm 1 AB | 001 HV Pod A | DigiPlex Stockholm 1 AB/Plant Compound/001 HV Pod A |  | HV Equipment | 2019-05-28 11:02 |  | ABB
40478 | Enclosure for MECH DB A&B | Enclosure | DigiPlex Stockholm 1 AB | 010 Gantry | DigiPlex Stockholm 1 AB/Plant Compound/010 Gantry |  | Electrical Distribution | 2019-05-23 10:21 |  | ABB (UK)
40353 | Battery Charger No 2 | Battery Charger | DigiPlex Stockholm 1 AB | 004 LV Pod DH1A | DigiPlex Stockholm 1 AB/Plant Compound/004 LV Pod DH1A |  | UPS | 2019-05-28 11:02
40388 | Earth Termination Bar EB-PH/1 | Earthing | DigiPlex Stockholm 1 AB | 009 Process Water Pod | DigiPlex Stockholm 1 AB/Plant Compound/009 Process Water Pod |  | Electrical Distribution | 2019-05-23 10:21
DS1TEMP102 | Emergency Lighting Containerised UPS DH7/B | Emergency Lighting | DigiPlex Stockholm 1 AB | 007 LV Pod DH7B | DigiPlex Stockholm 1 AB/Plant Compound/007 LV Pod DH7B |  | Lighting | 2019-05-23 10:15
DS1TEMP114 | Emergency Lighting Building 1 HV Plant Room B | Emergency Lighting | DigiPlex Stockholm 1 AB | 002 HV Pod B | DigiPlex Stockholm 1 AB/Plant Compound/002 HV Pod B |  | Lighting | 2019-05-23 10:09
40670 | DH7-PSS-1A-UPS-A1 | UPS Static | DigiPlex Stockholm 1 AB | 006 LV Pod DH7A | DigiPlex Stockholm 1 AB/Plant Compound/006 LV Pod DH7A |  | UPS | 2019-05-23 10:15 |  | ABB
40328 | Loadbank Feeder 14C | Air Circuit Breaker | DigiPlex Stockholm 1 AB | 004 LV Pod DH1A | DigiPlex Stockholm 1 AB/Plant Compound/004 LV Pod DH1A |  | Electrical Distribution | 2019-05-23 10:09 |  | ABB
40244 | Bus Coupler 15B | Air Circuit Breaker | DigiPlex Stockholm 1 AB | 005 LV Pod DH1B | DigiPlex Stockholm 1 AB/Plant Compound/005 LV Pod DH1B |  | Electrical Distribution | 2019-05-23 10:19 |  | ABB
40682 | Battery Rack UPS A2 | Battery String | DigiPlex Stockholm 1 AB | 006 LV Pod DH7A | DigiPlex Stockholm 1 AB/Plant Compound/006 LV Pod DH7A |  | UPS | 2019-05-28 11:02
40546 | Cooling Condenser | DX Unit | DigiPlex Stockholm 1 AB | 010 Gantry | DigiPlex Stockholm 1 AB/Plant Compound/010 Gantry |  | Cooling | 2019-05-28 10:57 |  | Swegon
40739 | DH7-PSS-1B-UPS-A2 | UPS Static | DigiPlex Stockholm 1 AB | 007 LV Pod DH7B | DigiPlex Stockholm 1 AB/Plant Compound/007 LV Pod DH7B |  | UPS | 2019-05-23 10:10 |  | ABB
40179 | Distribution Board DB EX/SB/SB/4 Road Lighting | Distribution Board | DigiPlex Stockholm 1 AB | 003 LV Pod Landlord | DigiPlex Stockholm 1 AB/Plant Compound/003 LV Pod Landlord |  | Electrical Distribution | 2019-05-23 10:09 |  | ABB (UK)
40266 | Control Panel - Battery Room Extracts | Control Panel | DigiPlex Stockholm 1 AB | 005 LV Pod DH1B | DigiPlex Stockholm 1 AB/Plant Compound/005 LV Pod DH1B |  | Power Control | 2019-05-23 10:20
40655 | DH7-SMDB-Critical-1A 11B | Air Circuit Breaker | DigiPlex Stockholm 1 AB | 006 LV Pod DH7A | DigiPlex Stockholm 1 AB/Plant Compound/006 LV Pod DH7A |  | Electrical Distribution | 2019-05-23 10:10 |  | ABB
40200 | Generator Coupler 02B | Air Circuit Breaker | DigiPlex Stockholm 1 AB | 005 LV Pod DH1B | DigiPlex Stockholm 1 AB/Plant Compound/005 LV Pod DH1B |  | Electrical Distribution | 2019-05-23 10:10 |  | ABB
40352 | Battery Charger No 1 | Battery Charger | DigiPlex Stockholm 1 AB | 004 LV Pod DH1A | DigiPlex Stockholm 1 AB/Plant Compound/004 LV Pod DH1A |  | UPS | 2019-05-28 11:02
40386 | Diesel Storage Tank B2 | Fuel Tank | DigiPlex Stockholm 1 AB | Plant Compound | DigiPlex Stockholm 1 AB/Plant Compound |  | Power Generator | 2019-05-28 10:54 |  | Krampitz
40725 | DH7 - Critical Busbar 1B 09B | Air Circuit Breaker | DigiPlex Stockholm 1 AB | 007 LV Pod DH7B | DigiPlex Stockholm 1 AB/Plant Compound/007 LV Pod DH7B |  | Electrical Distribution | 2019-05-23 10:10 |  | ABB
DS1TEMP108 | Emergency Lighting Building 1, Level 2 | Emergency Lighting | DigiPlex Stockholm 1 AB | Level 2 | DigiPlex Stockholm 1 AB/Level 2 |  | Lighting | 2019-05-23 10:20
40768 | BMS Outstation OS 51 | BMS Outstation | DigiPlex Stockholm 1 AB | 312 Switchboard Cupboard | DigiPlex Stockholm 1 AB/Level 3/307 North Corridor/312 Switchboard Cupboard |  | BMS Equipment | 2019-05-23 10:14
40673 | HV Transformer 10.7KV | Transformer | DigiPlex Stockholm 1 AB | 006 LV Pod DH7A | DigiPlex Stockholm 1 AB/Plant Compound/006 LV Pod DH7A |  | HV Equipment | 2019-05-28 11:02
40060 | Control Panel 2 - Water Harvesting | Control Panel | DigiPlex Stockholm 1 AB | 009 Process Water Pod | DigiPlex Stockholm 1 AB/Plant Compound/009 Process Water Pod |  | Power Control | 2019-05-23 10:14
40476 | Enclosure for DH1 MECH DB/B | Enclosure | DigiPlex Stockholm 1 AB | 010 Gantry | DigiPlex Stockholm 1 AB/Plant Compound/010 Gantry |  | Electrical Distribution | 2019-05-23 10:21 |  | ABB (UK)
DS1TEMP023 | Site Perimeter Flood Protection Wall | Flood Barrier | DigiPlex Stockholm 1 AB | 016 Site Perimeter | DigiPlex Stockholm 1 AB/DS1 External Areas/016 Site Perimeter |  | Environment | 2019-05-23 10:14
40192 | Key Exchange Box | Key Exchange Box | DigiPlex Stockholm 1 AB | 003 LV Pod Landlord | DigiPlex Stockholm 1 AB/Plant Compound/003 LV Pod Landlord |  | Security System | 2019-05-23 10:21
40632 | Switch Panel DH7-PSS-1A | Switch Panel | DigiPlex Stockholm 1 AB | 006 LV Pod DH7A | DigiPlex Stockholm 1 AB/Plant Compound/006 LV Pod DH7A |  | Electrical Distribution | 2019-05-23 10:15 |  | Anord Control Systems
40714 | Incoming Supply from Gen/DH7B 02B | Air Circuit Breaker | DigiPlex Stockholm 1 AB | 007 LV Pod DH7B | DigiPlex Stockholm 1 AB/Plant Compound/007 LV Pod DH7B |  | Electrical Distribution | 2019-05-23 10:21 |  | ABB
40485 | Dock Bay Leveller 4185 | Dock Leveller | DigiPlex Stockholm 1 AB | 013 External Loading Bay | DigiPlex Stockholm 1 AB/DS1 External Areas/013 External Loading Bay |  | Buildings | 2019-05-28 10:50
40496 | Dist Board DB ANC 1/CS/DB/1A | Distribution Board | DigiPlex Stockholm 1 AB | 133 Fibre Entry | DigiPlex Stockholm 1 AB/Level 1/133 Fibre Entry |  | Electrical Distribution | 2019-05-23 10:21 |  | ABB (UK)
40047 | Outdoor ACU (vsd) System 4 | AHU | DigiPlex Stockholm 1 AB | 010 Gantry | DigiPlex Stockholm 1 AB/Plant Compound/010 Gantry |  | Air Conditioning | 2019-05-23 10:19 |  | Mitsubishi
40643 | Feed to DH7/UPS/A1 03B | Air Circuit Breaker | DigiPlex Stockholm 1 AB | 006 LV Pod DH7A | DigiPlex Stockholm 1 AB/Plant Compound/006 LV Pod DH7A |  | Electrical Distribution | 2019-05-23 10:09 |  | ABB
40594 | Gas Suppression System Data Hall 1&1A | Fire Suppression | DigiPlex Stockholm 1 AB | 126 DH1 | DigiPlex Stockholm 1 AB/Level 1/DH1/126 DH1 |  | Fire Prevention | 2019-06-26 08:53 |  | Kidde
40206 | GEN/DH1/B-2 04B | Air Circuit Breaker | DigiPlex Stockholm 1 AB | 005 LV Pod DH1B | DigiPlex Stockholm 1 AB/Plant Compound/005 LV Pod DH1B |  | Electrical Distribution | 2019-05-23 10:19 |  | ABB
40631 | Fill Point DH7 | Fuel Fill Point | DigiPlex Stockholm 1 AB | DS1 External Areas | DigiPlex Stockholm 1 AB/DS1 External Areas |  | Power Generator | 2019-05-28 10:55 |  | Krampitz
40382 | Diesel Storage Tank A2 | Fuel Tank | DigiPlex Stockholm 1 AB | Plant Compound | DigiPlex Stockholm 1 AB/Plant Compound |  | Power Generator | 2019-05-28 10:54 |  | Krampitz
40499 | Sub Distribution Board | Distribution Board | DigiPlex Stockholm 1 AB | 133 Fibre Entry | DigiPlex Stockholm 1 AB/Level 1/133 Fibre Entry |  | Electrical Distribution | 2019-05-23 10:20 |  | ABB (UK)
40098 | Battery Charger No 1 | Battery Charger | DigiPlex Stockholm 1 AB | 002 HV Pod B | DigiPlex Stockholm 1 AB/Plant Compound/002 HV Pod B |  | UPS | 2019-05-28 11:02 |  | Schaefer
DS1TEMP018 | Roof Surface Water Drainage | Drains | DigiPlex Stockholm 1 AB | 200 Roof (Lower) | DigiPlex Stockholm 1 AB/200 Roof (Lower) |  | Environment | 2019-05-23 10:10
DS1TEMP103 | External Lighting Building 1 Gantry | External Lighting | DigiPlex Stockholm 1 AB | 010 Gantry | DigiPlex Stockholm 1 AB/Plant Compound/010 Gantry |  | Lighting | 2019-05-23 10:19
40681 | Battery Rack UPS A1 | Battery String | DigiPlex Stockholm 1 AB | 006 LV Pod DH7A | DigiPlex Stockholm 1 AB/Plant Compound/006 LV Pod DH7A |  | UPS | 2019-05-28 11:02
40253 | Dist Board DB PSS/DB/1B | Distribution Board | DigiPlex Stockholm 1 AB | 005 LV Pod DH1B | DigiPlex Stockholm 1 AB/Plant Compound/005 LV Pod DH1B |  | Electrical Distribution | 2019-05-23 10:10 |  | ABB
40331 | Bus Coupler 15B | Air Circuit Breaker | DigiPlex Stockholm 1 AB | 004 LV Pod DH1A | DigiPlex Stockholm 1 AB/Plant Compound/004 LV Pod DH1A |  | Electrical Distribution | 2019-05-23 10:20 |  | ABB
40692 | AHU 2 Battery Room DH7/A | DX Unit | DigiPlex Stockholm 1 AB | 006 LV Pod DH7A | DigiPlex Stockholm 1 AB/Plant Compound/006 LV Pod DH7A |  | Cooling | 2019-05-28 10:56 |  | Mitsubishi
40737 | Transformer | Distribution Board | DigiPlex Stockholm 1 AB | 007 LV Pod DH7B | DigiPlex Stockholm 1 AB/Plant Compound/007 LV Pod DH7B |  | Electrical Distribution | 2019-05-23 10:10 |  | ABB
40355 | UPS No2 | UPS Static | DigiPlex Stockholm 1 AB | 004 LV Pod DH1A | DigiPlex Stockholm 1 AB/Plant Compound/004 LV Pod DH1A |  | UPS | 2019-05-23 10:20 |  | ABB
40560 | Earth Termination Bar | Earthing | DigiPlex Stockholm 1 AB | 141 MMR 1B | DigiPlex Stockholm 1 AB/Level 1/141 MMR 1B |  | Electrical Distribution | 2019-05-23 10:13
40181 | External Maintenance Bypass Switch | Switch Panel | DigiPlex Stockholm 1 AB | 003 LV Pod Landlord | DigiPlex Stockholm 1 AB/Plant Compound/003 LV Pod Landlord |  | Electrical Distribution | 2019-05-23 10:20 |  | Schneider
40717 | Feed to DH7/UPS/B2 04B | Air Circuit Breaker | DigiPlex Stockholm 1 AB | 007 LV Pod DH7B | DigiPlex Stockholm 1 AB/Plant Compound/007 LV Pod DH7B |  | Electrical Distribution | 2019-05-23 10:14 |  | ABB
40254 | Transformer | Transformer | DigiPlex Stockholm 1 AB | 005 LV Pod DH1B | DigiPlex Stockholm 1 AB/Plant Compound/005 LV Pod DH1B |  | HV Equipment | 2019-05-28 11:02 |  | ABB
40747 | Battery Rack UPS B1 | Battery String | DigiPlex Stockholm 1 AB | 007 LV Pod DH7B | DigiPlex Stockholm 1 AB/Plant Compound/007 LV Pod DH7B |  | UPS | 2019-05-28 11:02
40466 | Access Gate in Inner Perimeter (NW corner) | Gate | DigiPlex Stockholm 1 AB | 016 Site Perimeter | DigiPlex Stockholm 1 AB/DS1 External Areas/016 Site Perimeter |  | Physical Security | 2019-05-23 10:21
40186 | Dist Board DB PSS/DB/LL | Distribution Board | DigiPlex Stockholm 1 AB | 003 LV Pod Landlord | DigiPlex Stockholm 1 AB/Plant Compound/003 LV Pod Landlord |  | Electrical Distribution | 2019-05-23 10:15 |  | ABB
40053 | Generator B1 | Diesel Generator | DigiPlex Stockholm 1 AB | Plant Compound | DigiPlex Stockholm 1 AB/Plant Compound |  | Power Generator | 2019-05-23 10:09 |  | PON CAT
40822 | BMS Outstation OS 50 | BMS Outstation | DigiPlex Stockholm 1 AB | 307 North Corridor | DigiPlex Stockholm 1 AB/Level 3/307 North Corridor |  | BMS Equipment | 2019-05-23 10:15
40017 | Fire Panel Main Panel | Fire Panel | DigiPlex Stockholm 1 AB | 120 DigiPlex Hub | DigiPlex Stockholm 1 AB/Level 1/120 DigiPlex Hub |  | Fire Alarm | 2019-05-28 10:38
40228 | UPS Bypass 10C | Air Circuit Breaker | DigiPlex Stockholm 1 AB | 005 LV Pod DH1B | DigiPlex Stockholm 1 AB/Plant Compound/005 LV Pod DH1B |  | Electrical Distribution | 2019-05-23 10:19 |  | ABB
40030 | Transfer Switch FAHU-RE-HEAT | Transfer Switch | DigiPlex Stockholm 1 AB | 010 Gantry | DigiPlex Stockholm 1 AB/Plant Compound/010 Gantry |  | Electrical Distribution | 2019-05-23 10:09 |  | Socomec
40059 | Control Panel 3 - Water Harvesting | Control Panel | DigiPlex Stockholm 1 AB | 009 Process Water Pod | DigiPlex Stockholm 1 AB/Plant Compound/009 Process Water Pod |  | Power Control | 2019-05-23 10:19
40380 | Earth Termination Bar EB-HV/B | Earthing | DigiPlex Stockholm 1 AB | 002 HV Pod B | DigiPlex Stockholm 1 AB/Plant Compound/002 HV Pod B |  | Electrical Distribution | 2019-05-23 10:11
40769 | Data Transfer Control Panel | BMS Outstation | DigiPlex Stockholm 1 AB | 312 Switchboard Cupboard | DigiPlex Stockholm 1 AB/Level 3/307 North Corridor/312 Switchboard Cupboard |  | BMS Equipment | 2019-05-23 10:10
DS1TEMP024 | Site Perimeter Boundary Wall (Mondelez) | Boundary Wall | DigiPlex Stockholm 1 AB | 016 Site Perimeter | DigiPlex Stockholm 1 AB/DS1 External Areas/016 Site Perimeter |  | Physical Security | 2019-05-23 10:20
40357 | Control Panel - Battery Room Extracts | Control Panel | DigiPlex Stockholm 1 AB | 004 LV Pod DH1A | DigiPlex Stockholm 1 AB/Plant Compound/004 LV Pod DH1A |  | Power Control | 2019-05-23 10:13
40821 | Fire Alarm Indicator Panel | Fire Panel | DigiPlex Stockholm 1 AB | 316 West Corridor - Elevator | DigiPlex Stockholm 1 AB/Level 3/316 West Corridor - Elevator |  | Fire Alarm | 2019-05-28 10:38 |  | Stanley
40054 | Generator B2 | Diesel Generator | DigiPlex Stockholm 1 AB | Plant Compound | DigiPlex Stockholm 1 AB/Plant Compound |  | Power Generator | 2019-05-23 10:20 |  | PON CAT
40021 | Distribution Board DB/OPS/CS/SN/1AB | Distribution Board | DigiPlex Stockholm 1 AB | 120 DigiPlex Hub | DigiPlex Stockholm 1 AB/Level 1/120 DigiPlex Hub |  | Electrical Distribution | 2019-05-23 10:13 |  | ABB
40290 | GEN/DH1/A-1 03B | Air Circuit Breaker | DigiPlex Stockholm 1 AB | 004 LV Pod DH1A | DigiPlex Stockholm 1 AB/Plant Compound/004 LV Pod DH1A |  | Electrical Distribution | 2019-05-23 10:10 |  | ABB
40491 | Dist Board DB GF/SB/SB/2 Loading Bay L1 GLP | Distribution Board | DigiPlex Stockholm 1 AB | 134 Elevator Machine Room East | DigiPlex Stockholm 1 AB/Level 1/134 Elevator Machine Room East |  | Electrical Distribution | 2019-05-23 10:20 |  | ABB (UK)
40233 | UPS 2 Incoming Supply 12C | Air Circuit Breaker | DigiPlex Stockholm 1 AB | 005 LV Pod DH1B | DigiPlex Stockholm 1 AB/Plant Compound/005 LV Pod DH1B |  | Electrical Distribution | 2019-05-23 10:14 |  | ABB
40628 | Generator DH7/B | Diesel Generator | DigiPlex Stockholm 1 AB | Plant Compound | DigiPlex Stockholm 1 AB/Plant Compound |  | Power Generator | 2019-05-23 10:20 |  | PON CAT
40553 | Dist Board DB MMR1/CS/DB/1B | Distribution Board | DigiPlex Stockholm 1 AB | 132 MMR 1 East | DigiPlex Stockholm 1 AB/Level 1/132 MMR 1 East |  | Electrical Distribution | 2019-05-23 10:14 |  | ABB (UK)
40224 | Interconnector DH1/SB/SB/1A 09C | Air Circuit Breaker | DigiPlex Stockholm 1 AB | 005 LV Pod DH1B | DigiPlex Stockholm 1 AB/Plant Compound/005 LV Pod DH1B |  | Electrical Distribution | 2019-05-23 10:21 |  | ABB
40003 | Tube Style A | Mantrap | DigiPlex Stockholm 1 AB | 101 Reception | DigiPlex Stockholm 1 AB/Level 1/101 Reception |  | Physical Security | 2019-05-23 10:14
40078 | Distribution Board DH1/CS/DB/1B | Distribution Board | DigiPlex Stockholm 1 AB | 137A North Corridor (Cameron Side) | DigiPlex Stockholm 1 AB/Level 1/137A North Corridor (Cameron Side) |  | Electrical Distribution | 2019-05-23 10:21 |  | ABB
DS1TEMP178 | Trace Heating Munters' Water Cabin | Trace Heating | DigiPlex Stockholm 1 AB | 009 Process Water Pod | DigiPlex Stockholm 1 AB/Plant Compound/009 Process Water Pod |  | Heating Equipment | 2019-05-23 10:15
40379 | Earth Termination Bar EB-HV/A | Earthing | DigiPlex Stockholm 1 AB | 001 HV Pod A | DigiPlex Stockholm 1 AB/Plant Compound/001 HV Pod A |  | Electrical Distribution | 2019-05-23 10:21
40340 | DH1/CS/SB/1B 18B | Air Circuit Breaker | DigiPlex Stockholm 1 AB | 004 LV Pod DH1A | DigiPlex Stockholm 1 AB/Plant Compound/004 LV Pod DH1A |  | Electrical Distribution | 2019-05-23 10:14 |  | ABB
40091 | Switch Panel B 08 DH5/TX/B | HV Switch Panel | DigiPlex Stockholm 1 AB | 002 HV Pod B | DigiPlex Stockholm 1 AB/Plant Compound/002 HV Pod B |  | HV Equipment | 2019-05-28 11:02 |  | ABB
40359 | Variable Frequency Drive | VFD | DigiPlex Stockholm 1 AB | 004 LV Pod DH1A | DigiPlex Stockholm 1 AB/Plant Compound/004 LV Pod DH1A |  | Power Control | 2019-05-23 10:19 |  | Danfoss
40749 | DC Isolation Cubicle DH7-UPS-B3 | Battery Circuit Breaker | DigiPlex Stockholm 1 AB | 007 LV Pod DH7B | DigiPlex Stockholm 1 AB/Plant Compound/007 LV Pod DH7B |  | UPS | 2019-05-28 11:02 |  | Uninterruptible Power Suppliers Ltd.
40691 | AHU 1 Battery Room DH7/A | DX Unit | DigiPlex Stockholm 1 AB | 006 LV Pod DH7A | DigiPlex Stockholm 1 AB/Plant Compound/006 LV Pod DH7A |  | Cooling | 2019-05-28 10:58 |  | Mitsubishi
40696 | Air Cooled Condenser 2 Battery Room DH7/A | DX Unit | DigiPlex Stockholm 1 AB | 006 LV Pod DH7A | DigiPlex Stockholm 1 AB/Plant Compound/006 LV Pod DH7A |  | Cooling | 2019-05-28 10:57 |  | Mitsubishi
40646 | Feed to DH7/UPS/A3 05B | Air Circuit Breaker | DigiPlex Stockholm 1 AB | 006 LV Pod DH7A | DigiPlex Stockholm 1 AB/Plant Compound/006 LV Pod DH7A |  | Electrical Distribution | 2019-05-23 10:10 |  | ABB
40185 | BMS Outstation OS 36 | BMS Outstation | DigiPlex Stockholm 1 AB | 003 LV Pod Landlord | DigiPlex Stockholm 1 AB/Plant Compound/003 LV Pod Landlord |  | BMS Equipment | 2019-05-23 10:09
40728 | DH7-PSS/1B-UPS Decoupler 12C | Air Circuit Breaker | DigiPlex Stockholm 1 AB | 007 LV Pod DH7B | DigiPlex Stockholm 1 AB/Plant Compound/007 LV Pod DH7B |  | Electrical Distribution | 2019-05-23 10:20 |  | ABB
40025 | Transfer Switch FAHU-01 | Transfer Switch | DigiPlex Stockholm 1 AB | 010 Gantry | DigiPlex Stockholm 1 AB/Plant Compound/010 Gantry |  | Electrical Distribution | 2019-05-23 10:11 |  | Socomec
40001 | Fire Panel Mimic | Fire Panel | DigiPlex Stockholm 1 AB | 101 Reception | DigiPlex Stockholm 1 AB/Level 1/101 Reception |  | Fire Alarm | 2019-05-28 10:38
DS1TEMP105 | Emergency Lighting Munters' Water Cabin | Emergency Lighting | DigiPlex Stockholm 1 AB | 009 Process Water Pod | DigiPlex Stockholm 1 AB/Plant Compound/009 Process Water Pod |  | Lighting | 2019-05-23 10:20
40048 | Outdoor ACU (vsd) System 2 | AHU | DigiPlex Stockholm 1 AB | 010 Gantry | DigiPlex Stockholm 1 AB/Plant Compound/010 Gantry |  | Air Conditioning | 2019-05-23 10:13 |  | Mitsubishi
40057 | Pressurised Water Tank 2500L | Water Tank | DigiPlex Stockholm 1 AB | 009 Process Water Pod | DigiPlex Stockholm 1 AB/Plant Compound/009 Process Water Pod |  | Water Treatment | 2019-05-23 10:10 |  | Flamco Stag
40636 | Incomer Supply 01B | Air Circuit Breaker | DigiPlex Stockholm 1 AB | 006 LV Pod DH7A | DigiPlex Stockholm 1 AB/Plant Compound/006 LV Pod DH7A |  | Electrical Distribution | 2019-05-23 10:20 |  | ABB
40040 | Pressurisation Unit 1 (DB/PH1/3) | Pressurisation Unit | DigiPlex Stockholm 1 AB | 011 Domestic Pump House | DigiPlex Stockholm 1 AB/200 Roof (Lower)/011 Domestic Pump House |  | Water Treatment | 2019-05-23 10:14 |  | Wilo
40624 | A2A Unit 3 - DH7 | Munters | DigiPlex Stockholm 1 AB | 010 Gantry | DigiPlex Stockholm 1 AB/Plant Compound/010 Gantry |  | Cooling Production | 2019-05-23 10:10 |  | Munters
40677 | OS xx (Switch Room Extracts) | BMS Outstation | DigiPlex Stockholm 1 AB | 006 LV Pod DH7A | DigiPlex Stockholm 1 AB/Plant Compound/006 LV Pod DH7A |  | BMS Equipment | 2019-05-23 10:20
40446 | Access Gate in Inner Perimeter (nr Main Gate) | Gate | DigiPlex Stockholm 1 AB | 016 Site Perimeter | DigiPlex Stockholm 1 AB/DS1 External Areas/016 Site Perimeter |  | Physical Security | 2019-05-23 10:13
40195 | Switch Panel DH1-PSS-1B | Switch Panel | DigiPlex Stockholm 1 AB | 005 LV Pod DH1B | DigiPlex Stockholm 1 AB/Plant Compound/005 LV Pod DH1B |  | Electrical Distribution | 2019-05-23 10:21 |  | Anord Control Systems
40085 | Switch Panel B 02 Bus Section | HV Switch Panel | DigiPlex Stockholm 1 AB | 002 HV Pod B | DigiPlex Stockholm 1 AB/Plant Compound/002 HV Pod B |  | HV Equipment | 2019-05-28 11:02 |  | ABB
40065 | UV Water Treatment Unit | UV Unit | DigiPlex Stockholm 1 AB | 009 Process Water Pod | DigiPlex Stockholm 1 AB/Plant Compound/009 Process Water Pod |  | Water Treatment | 2019-05-23 10:21
40480 | Roller Shutter E301 | Shutter | DigiPlex Stockholm 1 AB | 013 External Loading Bay | DigiPlex Stockholm 1 AB/DS1 External Areas/013 External Loading Bay |  | Physical Security | 2019-05-23 10:15 |  | IGELFORS
40534 | Inner Vehicle Trap Gates Exit | Auto Gate | DigiPlex Stockholm 1 AB | 012 Entry Gates | DigiPlex Stockholm 1 AB/DS1 External Areas/012 Entry Gates |  | Physical Security | 2019-05-23 10:21 |  | GPP
40032 | A2A Unit 5 | Munters | DigiPlex Stockholm 1 AB | 010 Gantry | DigiPlex Stockholm 1 AB/Plant Compound/010 Gantry |  | Cooling Production | 2019-05-23 10:15 |  | Munters
40488 | Goods Lift (Level 3 Landing) | Lift | DigiPlex Stockholm 1 AB | 356 Corridor - Elevator | DigiPlex Stockholm 1 AB/Level 3 East/356 Corridor - Elevator |  | Buildings | 2019-05-28 10:50
40182 | Distribution Board DB EX/SB/SB/3 11L1 | Distribution Board | DigiPlex Stockholm 1 AB | 003 LV Pod Landlord | DigiPlex Stockholm 1 AB/Plant Compound/003 LV Pod Landlord |  | Electrical Distribution | 2019-05-23 10:15 |  | ABB
40647 | Feed to DH7/PSS/1A/SMDB/SB 06B | Air Circuit Breaker | DigiPlex Stockholm 1 AB | 006 LV Pod DH7A | DigiPlex Stockholm 1 AB/Plant Compound/006 LV Pod DH7A |  | Electrical Distribution | 2019-05-23 10:09 |  | ABB
40684 | DC Isolation Cubicle DH7-UPS-A1 | Battery Circuit Breaker | DigiPlex Stockholm 1 AB | 006 LV Pod DH7A | DigiPlex Stockholm 1 AB/Plant Compound/006 LV Pod DH7A |  | UPS | 2019-05-28 11:02 |  | Uninterruptible Power Supplies Ltd.
40364 | Battery Rack 2 | Battery String | DigiPlex Stockholm 1 AB | 004 LV Pod DH1A | DigiPlex Stockholm 1 AB/Plant Compound/004 LV Pod DH1A |  | UPS | 2019-05-28 11:02
40732 | UPS Loadbank Connection 16B | Air Circuit Breaker | DigiPlex Stockholm 1 AB | 007 LV Pod DH7B | DigiPlex Stockholm 1 AB/Plant Compound/007 LV Pod DH7B |  | Electrical Distribution | 2019-05-23 10:20 |  | ABB
40051 | BMS Outstation OS 37 | BMS Outstation | DigiPlex Stockholm 1 AB | Plant Compound | DigiPlex Stockholm 1 AB/Plant Compound |  | BMS Equipment | 2019-05-23 10:11
40620 | DH Fresh Air Supply AHU DH7/01 | AHU | DigiPlex Stockholm 1 AB | 010 Gantry | DigiPlex Stockholm 1 AB/Plant Compound/010 Gantry |  | Air Conditioning | 2019-05-23 10:10 |  | Swegon
40259 | UPS No1 | UPS Static | DigiPlex Stockholm 1 AB | 005 LV Pod DH1B | DigiPlex Stockholm 1 AB/Plant Compound/005 LV Pod DH1B |  | UPS | 2019-05-23 10:19 |  | ABB
40763 | Smoke Detector System for DH7.1 | Aspiration | DigiPlex Stockholm 1 AB | 301 DH7.1 | DigiPlex Stockholm 1 AB/Level 3/301 DH7.1 |  | Fire Alarm | 2019-05-28 10:48 |  | Stratos
40693 | DH7/DB1/PSS/1A | Distribution Board | DigiPlex Stockholm 1 AB | 006 LV Pod DH7A | DigiPlex Stockholm 1 AB/Plant Compound/006 LV Pod DH7A |  | Electrical Distribution | 2019-05-23 10:10 |  | ABB
40348 | Dist Board DB PSS/DB/1A | Distribution Board | DigiPlex Stockholm 1 AB | 004 LV Pod DH1A | DigiPlex Stockholm 1 AB/Plant Compound/004 LV Pod DH1A |  | Electrical Distribution | 2019-05-23 10:20 |  | ABB
40055 | Generator Landlord L/L | Diesel Generator | DigiPlex Stockholm 1 AB | Plant Compound | DigiPlex Stockholm 1 AB/Plant Compound |  | Power Generator | 2019-05-23 10:13 |  | PON CAT
40066 | UV Water Treatment Unit | UV Unit | DigiPlex Stockholm 1 AB | 009 Process Water Pod | DigiPlex Stockholm 1 AB/Plant Compound/009 Process Water Pod |  | Water Treatment | 2019-05-23 10:10
40817 | Gas Suppression System DH7.2 | Fire Suppression | DigiPlex Stockholm 1 AB | 316 West Corridor - Elevator | DigiPlex Stockholm 1 AB/Level 3/316 West Corridor - Elevator |  | Fire Prevention | 2019-06-26 08:53 |  | Kidde
40686 | DC Isolation Cubicle DH7-UPS-A3 | Battery Circuit Breaker | DigiPlex Stockholm 1 AB | 006 LV Pod DH7A | DigiPlex Stockholm 1 AB/Plant Compound/006 LV Pod DH7A |  | UPS | 2019-05-28 11:02 |  | Uninterruptible Power Supplies Ltd.
40662 | UPS Loadbank Connection 16B | Air Circuit Breaker | DigiPlex Stockholm 1 AB | 006 LV Pod DH7A | DigiPlex Stockholm 1 AB/Plant Compound/006 LV Pod DH7A |  | Electrical Distribution | 2019-05-23 10:20 |  | ABB
40089 | Switch Panel B 06 DH3/TX/B | HV Switch Panel | DigiPlex Stockholm 1 AB | 002 HV Pod B | DigiPlex Stockholm 1 AB/Plant Compound/002 HV Pod B |  | HV Equipment | 2019-05-28 11:02 |  | ABB
40593 | BMS Outstation OS 02 | BMS Outstation | DigiPlex Stockholm 1 AB | 126 DH1 | DigiPlex Stockholm 1 AB/Level 1/DH1/126 DH1 |  | BMS Equipment | 2019-05-23 10:21
40260 | BMS Outstation OS 23 Switch Room Extracts | BMS Outstation | DigiPlex Stockholm 1 AB | 005 LV Pod DH1B | DigiPlex Stockholm 1 AB/Plant Compound/005 LV Pod DH1B |  | BMS Equipment | 2019-05-23 10:14
40695 | Air Cooled Condenser 1 Battery Room DH7/A | DX Unit | DigiPlex Stockholm 1 AB | 006 LV Pod DH7A | DigiPlex Stockholm 1 AB/Plant Compound/006 LV Pod DH7A |  | Cooling | 2019-05-28 10:57 |  | Mitsubishi
40579 | Dist Board DB/FF/SB/SB/1 (L2 Anc Light & Power) | Distribution Board | DigiPlex Stockholm 1 AB | 201 Corridor - Elevator | DigiPlex Stockholm 1 AB/Level 2/201 Corridor - Elevator |  | Electrical Distribution | 2019-05-23 10:15 |  | ABB (UK)
40293 | GEN/DH1/A-2 04B | Air Circuit Breaker | DigiPlex Stockholm 1 AB | 004 LV Pod DH1A | DigiPlex Stockholm 1 AB/Plant Compound/004 LV Pod DH1A |  | Electrical Distribution | 2019-05-23 10:21 |  | ABB
40653 | DH7 Critical Busbar-1A 09B | Air Circuit Breaker | DigiPlex Stockholm 1 AB | 006 LV Pod DH7A | DigiPlex Stockholm 1 AB/Plant Compound/006 LV Pod DH7A |  | Electrical Distribution | 2019-05-23 10:15 |  | ABB
DS1TEMP002 | Lightning Protection System | Lightning Protection | DigiPlex Stockholm 1 AB | DigiPlex Stockholm 1 AB | DigiPlex Stockholm 1 AB |  | Electrical Distribution | 2019-05-23 10:09
40674 | Earth Termination Bar | Earthing | DigiPlex Stockholm 1 AB | 006 LV Pod DH7A | DigiPlex Stockholm 1 AB/Plant Compound/006 LV Pod DH7A |  | Electrical Distribution | 2019-05-23 10:19
40123 | Main Incomer 01B | Air Circuit Breaker | DigiPlex Stockholm 1 AB | 003 LV Pod Landlord | DigiPlex Stockholm 1 AB/Plant Compound/003 LV Pod Landlord |  | Electrical Distribution | 2019-05-23 10:09 |  | ABB
40105 | Switch Panel A 02 Bus Section | HV Switch Panel | DigiPlex Stockholm 1 AB | 001 HV Pod A | DigiPlex Stockholm 1 AB/Plant Compound/001 HV Pod A |  | HV Equipment | 2019-05-28 11:02 |  | ABB
40445 | Access Gate in Inner Perimeter (nr Mondelez gate) | Gate | DigiPlex Stockholm 1 AB | 016 Site Perimeter | DigiPlex Stockholm 1 AB/DS1 External Areas/016 Site Perimeter |  | Physical Security | 2019-05-23 10:19
40484 | Dock Bay Leveller 4184 | Dock Leveller | DigiPlex Stockholm 1 AB | 013 External Loading Bay | DigiPlex Stockholm 1 AB/DS1 External Areas/013 External Loading Bay |  | Buildings | 2019-05-28 10:50
DS1TEMP414 | Battery Room DH7/B Cooling System 2 | DX Unit | DigiPlex Stockholm 1 AB | 007 LV Pod DH7B | DigiPlex Stockholm 1 AB/Plant Compound/007 LV Pod DH7B |  | Cooling | 2019-05-28 10:57
40084 | Switch Panel B 01 Incomer B | HV Switch Panel | DigiPlex Stockholm 1 AB | 002 HV Pod B | DigiPlex Stockholm 1 AB/Plant Compound/002 HV Pod B |  | HV Equipment | 2019-05-28 11:02 |  | ABB
DS1TEMP006 | Rainwater Harvesting Tank 1 | Rainwater Storage Tank | DigiPlex Stockholm 1 AB | DS1 External Areas | DigiPlex Stockholm 1 AB/DS1 External Areas |  | Water Supply | 2019-05-23 10:10 |  | Conder Environmental Solutions
DS1TEMP411 | Battery Room DH7/A Cooling System 1 | DX Unit | DigiPlex Stockholm 1 AB | 006 LV Pod DH7A | DigiPlex Stockholm 1 AB/Plant Compound/006 LV Pod DH7A |  | Cooling | 2019-05-28 10:57
40760 | Air Cooled Condenser 1 Battery Room DH7/B | DX Unit | DigiPlex Stockholm 1 AB | 007 LV Pod DH7B | DigiPlex Stockholm 1 AB/Plant Compound/007 LV Pod DH7B |  | Cooling | 2019-05-28 10:57 |  | Mitsubishi
DS1TEMP410 | Spillage kit DS1 | Fuel Spillage Kit | DigiPlex Stockholm 1 AB | DS1 External Areas | DigiPlex Stockholm 1 AB/DS1 External Areas |  | Environment | 2019-05-23 10:13
40086 | Switch Panel B 03 LL/TX | HV Switch Panel | DigiPlex Stockholm 1 AB | 002 HV Pod B | DigiPlex Stockholm 1 AB/Plant Compound/002 HV Pod B |  | HV Equipment | 2019-05-28 11:02 |  | ABB
40027 | Humidifier No 1 | Humidifier | DigiPlex Stockholm 1 AB | 010 Gantry | DigiPlex Stockholm 1 AB/Plant Compound/010 Gantry |  | Air Conditioning | 2019-05-28 11:03 |  | Condair
40623 | A2A Unit 2 - DH7 | Munters | DigiPlex Stockholm 1 AB | 010 Gantry | DigiPlex Stockholm 1 AB/Plant Compound/010 Gantry |  | Cooling Production | 2019-05-23 10:14 |  | Munters
40541 | Electric Car Charging Point 1 | Electric Car Charging Point | DigiPlex Stockholm 1 AB | 014 Car Park | DigiPlex Stockholm 1 AB/DS1 External Areas/014 Car Park |  | Power Equipment | 2019-05-23 10:20
DS1TEMP106 | Emergency Lighting Domestic Water Pump House 1 | Emergency Lighting | DigiPlex Stockholm 1 AB | 011 Domestic Pump House | DigiPlex Stockholm 1 AB/200 Roof (Lower)/011 Domestic Pump House |  | Lighting | 2019-05-23 10:13
DS1TEMP115 | Emergency Lighting Building 1 LV Plant Room L/L | Emergency Lighting | DigiPlex Stockholm 1 AB | 003 LV Pod Landlord | DigiPlex Stockholm 1 AB/Plant Compound/003 LV Pod Landlord |  | Lighting | 2019-05-23 10:21
40301 | UPS Feeder 2 06C | Air Circuit Breaker | DigiPlex Stockholm 1 AB | 004 LV Pod DH1A | DigiPlex Stockholm 1 AB/Plant Compound/004 LV Pod DH1A |  | Electrical Distribution | 2019-05-23 10:14 |  | ABB