## Page 1
Asset Tag | Description | Asset Type | Campus | Last Known Location | Location Name | Floor | Site | Asset Manufacturer | Asset Model Name | Asset Vendor | Primary Service Provider | Status | Customer | Barcode | Updated
'+A0=353.100 | Water Supply | Water Supply-Water Supply | DFAS Campus | A1_114 | Water Plant Rm | A1_1 | A1 | Unknown | Unknown |  |  | Installed |  | '+A0=353.100 | 2021-09-30 06:02
'+A1=333.410 | Water Mist System | Fire Prevention-Water Mist System | DFAS Campus | A1_114 | Water Plant Rm | A1_1 | A1 |  | Unknown |  |  | Installed |  | 30090 | 2021-09-30 06:02
'+A1=335.021 | Novec Gas Suppression | Fire Prevention-Fire Suppression | DFAS Campus | A1_202 | White Space | A1_2 | A1 | Unknown | Unknown |  |  | Installed |  |  | 2021-09-30 06:02
'+A1=335.221 | Novec Gas Suppression | Fire Prevention-Fire Suppression | DFAS Campus | A1_216 | Main Input Switchboard A | A1_2 | A1 | Unknown | Unknown |  |  | Installed |  | 30446 | 2021-09-30 06:01
'+A1=335.222 | Novec Gas Suppression | Fire Prevention-Fire Suppression | DFAS Campus | A1_217 | UPS Room A | A1_2 | A1 | Unknown | Unknown |  |  | Installed |  | 30448 | 2021-09-30 06:01
'+A1=335.223 | Novec Gas Suppression | Fire Prevention-Fire Suppression | DFAS Campus | A1_214 | UPS Output Switchboard A | A1_2 | A1 | Unknown | Unknown |  |  | Installed |  | 30447 | 2021-09-30 06:02
'+A1=335.224 | Novec Gas Suppression | Fire Prevention-Fire Suppression | DFAS Campus | A1_213 | Heat/Vent/AC | A1_2 | A1 | Unknown | Unknown |  |  | Installed |  | 30449 | 2021-09-30 06:00
'+A1=335.225 | Novec Gas Suppression | Fire Prevention-Fire Suppression | DFAS Campus | A1_218 | Main Input Switchboard B | A1_2 | A1 | Unknown | Unknown |  |  | Installed |  | 30445 | 2021-09-30 06:01
'+A1=335.226 | Novec Gas Suppression | Fire Prevention-Fire Suppression | DFAS Campus | A1_223 | UPS Room B | A1_2 | A1 | Unknown | Unknown |  |  | Installed |  | 30444 | 2021-09-30 06:01
'+A1=335.227 | Novec Gas Suppression | Fire Prevention-Fire Suppression | DFAS Campus | A1_221 | UPS Output Switchboard B | A1_2 | A1 | Unknown | Unknown |  |  | Installed |  | 30443 | 2021-09-30 06:00
'+A1=335.228 | Novec Gas Suppression | Fire Prevention-Fire Suppression | DFAS Campus | A1_219 | Heat/Vent/AC | A1_2 | A1 | Unknown | Unknown |  |  | Installed |  | 30442 | 2021-09-30 06:00
'+A1=339.111-XZ003 | Hypoxic Monitoring Unit - I/O Modul | Fire Prevention-Hypoxic Monitoring | DFAS Campus | A1_123 | Munters Corridor | A1_1 | A1 | Hypoxic Technologies | Unknown |  |  | Installed |  | 30076 | 2021-09-30 06:00
'+A1=339.112-XZ001 | Hypoxic Monitoring Unit - I/O MODUL | Fire Prevention-Hypoxic Monitoring | DFAS Campus | A1_204 | Munters Corridor | A1_2 | A1 | Hypoxic Technologies | Unknown |  |  | Installed |  | 30234 | 2021-09-30 06:00
'+A1=339.113-XZ002 | Hypoxic Monitoring Unit - I/O MODUL | Fire Prevention-Hypoxic Monitoring | DFAS Campus | A1_316 | Munters Corridor | A1_3 | A1 | Unknown | Unknown |  |  | Installed |  | 30269 | 2021-09-30 06:00
'+A1=339.113-ZA001 | ADOX 1500 Hypoxic Generator A | Fire Prevention-Hypoxic Generator | DFAS Campus | A1_311 | Hypoxic HVAC Room A | A1_3 | A1 | Isolcell | Unknown |  |  | Installed |  | 30005 | 2021-09-30 06:02
'+A1=339.113-ZA002 | ADOX 1500 Hypoxic Generator B | Fire Prevention-Hypoxic Generator | DFAS Campus | A1_319 | Hypoxic HVAC Room B | A1_3 | A1 | Isolcell | Unknown |  |  | Installed |  | 30001 | 2021-09-30 06:00
'+A1=353.010 | IEC Units A1_1 | Cooling-IEC System | DFAS Campus | A1_107 | Air Handling Plant Area | A1_1 | A1 | Munters Belgium | Unknown |  |  | Installed |  | '+A1=353.010 | 2021-09-30 06:01
'+A1=353.020 | IEC Units A1_2 | Cooling-IEC System | DFAS Campus | A1_205 | Air Handling Plant | A1_2 | A1 | Munters Belgium | Unknown |  |  | Installed |  | '+A1=353.020 | 2021-09-30 06:01
'+A1=353.030 | IEC Units A1_3 | Cooling-IEC System | DFAS Campus | A1_310 | Air Handling Plant | A1_3 | A1 | Munters Belgium | Unknown |  |  | Installed |  | '+A1=353.030 | 2021-09-30 06:00
'+A1=353.111-IK01 | Munters Unit A1_1_1 | Cooling-IEC | DFAS Campus | A1_107 | Air Handling Plant Area | A1_1 | A1 | Munters Belgium | Unknown |  |  | Installed |  | 30087 | 2021-09-30 06:00
'+A1=353.112-IK01 | Munters Unit A1_1_2 | Cooling-IEC | DFAS Campus | A1_107 | Air Handling Plant Area | A1_1 | A1 | Munters Belgium | Unknown |  |  | Installed |  | 30086 | 2021-09-30 06:00
'+A1=353.113-IK01 | Munters Unit A1_1_3 | Cooling-IEC | DFAS Campus | A1_107 | Air Handling Plant Area | A1_1 | A1 | Munters Belgium | Unknown |  |  | Installed |  | 30085 | 2021-09-30 06:01
'+A1=353.114-IK01 | Munters Unit A1_1_4 | Cooling-IEC | DFAS Campus | A1_107 | Air Handling Plant Area | A1_1 | A1 | Munters Belgium | Unknown |  |  | Installed |  | 30084 | 2021-09-30 06:00
'+A1=353.115-IK01 | Munters Unit A1_1_5 | Cooling-IEC | DFAS Campus | A1_107 | Air Handling Plant Area | A1_1 | A1 | Munters Belgium | Unknown |  |  | Installed |  | 30083 | 2021-09-30 06:01
'+A1=353.116-IK01 | Munters Unit A1_1_6 | Cooling-IEC | DFAS Campus | A1_107 | Air Handling Plant Area | A1_1 | A1 | Munters Belgium | Unknown |  |  | Installed |  | 30082 | 2021-09-30 06:01
'+A1=353.117-IK01 | Munters Unit A1_1_7 | Cooling-IEC | DFAS Campus | A1_107 | Air Handling Plant Area | A1_1 | A1 | Munters Belgium | Unknown |  |  | Installed |  | 30081 | 2021-09-30 06:01
'+A1=353.121-IK001 | Munters Unit A1_2_1 | Cooling-IEC | DFAS Campus | A1_205 | Air Handling Plant | A1_2 | A1 | Munters Belgium | Unknown |  |  | Installed |  | 30206 | 2021-09-30 06:00
'+A1=353.122-IK001 | Munters Unit A1_2_2 | Cooling-IEC | DFAS Campus | A1_205 | Air Handling Plant | A1_2 | A1 | Munters Belgium | Unknown |  |  | Installed |  | 30205 | 2021-09-30 06:00
'+A1=353.123-IK001 | Munters Unit A1_2_3 | Cooling-IEC | DFAS Campus | A1_205 | Air Handling Plant | A1_2 | A1 | Munters Belgium | Unknown |  |  | Installed |  | 30204 | 2021-09-30 06:02
'+A1=353.124-IK001 | Munters Unit A1_2_4 | Cooling-IEC | DFAS Campus | A1_205 | Air Handling Plant | A1_2 | A1 | Munters Belgium | Unknown |  |  | Installed |  | 30203 | 2021-09-30 06:01
'+A1=353.125-IK001 | Munters Unit A1_2_5 | Cooling-IEC | DFAS Campus | A1_205 | Air Handling Plant | A1_2 | A1 | Munters Belgium | Unknown |  |  | Installed |  | 30202 | 2021-09-30 06:00
'+A1=353.126-IK001 | Munters Unit A1_2_6 | Cooling-IEC | DFAS Campus | A1_205 | Air Handling Plant | A1_2 | A1 | Munters Belgium | Unknown |  |  | Installed |  | 30201 | 2021-09-30 06:00
'+A1=353.127-IK001 | Munters Unit A1_2_7 | Cooling-IEC | DFAS Campus | A1_205 | Air Handling Plant | A1_2 | A1 | Munters Belgium | Unknown |  |  | Installed |  | 30200 | 2021-09-30 06:01
'+A1=353.131-IK001 | Munters Unit A1_3_1 | Cooling-IEC | DFAS Campus | A1_310 | Air Handling Plant | A1_3 | A1 | Munters | Unknown |  |  | Installed |  | Missing | 2021-09-30 06:01
'+A1=353.132-IK001 | Munters Unit A1_3_2 | Cooling-IEC | DFAS Campus | A1_310 | Air Handling Plant | A1_3 | A1 | Munters | Unknown |  |  | Installed |  | 30274 | 2021-09-30 06:02
'+A1=353.133-IK001 | Munters Unit A1_3_3 | Cooling-IEC | DFAS Campus | A1_310 | Air Handling Plant | A1_3 | A1 | Munters | Unknown |  |  | Installed |  | Missing | 2021-09-30 06:02
'+A1=353.134-IK001 | Munters Unit A1_3_4 | Cooling-IEC | DFAS Campus | A1_310 | Air Handling Plant | A1_3 | A1 | Munters | Unknown |  |  | Installed |  | 30273 | 2021-09-30 06:00
'+A1=353.135-IK001 | Munters Unit A1_3_5 | Cooling-IEC | DFAS Campus | A1_310 | Air Handling Plant | A1_3 | A1 | Munters | Unknown |  |  | Installed |  | 30272 | 2021-09-30 06:00
'+A1=353.136-IK001 | Munters Unit A1_3_6 | Cooling-IEC | DFAS Campus | A1_310 | Air Handling Plant | A1_3 | A1 | Munters | Unknown |  |  | Installed |  | Missing | 2021-09-30 06:02
'+A1=353.137-IK001 | Munters Unit A1_3_7 | Cooling-IEC | DFAS Campus | A1_310 | Air Handling Plant | A1_3 | A1 | Munters | Unknown |  |  | Installed |  | 30271 | 2021-09-30 06:01
'+A1=353.211-JV601 | Battery Room Extract | Air Conditioning-Axial Fan | DFAS Campus | A1_117 | Battery Room A | A1_1 | A1 | SystemAir | Unknown |  |  | Installed |  |  | 2021-09-30 06:02
'+A1=353.211-LK001 | Outdoor Unit DX | Cooling-DX Unit | DFAS Campus | A1_118 | Main Input Switchboard A | A1_1 | A1 | Samsung | Unknown |  |  | Installed |  |  | 2021-09-30 06:01
'+A1=353.211-LR401 | Variable Frequency Drive | Power Control-VFD | DFAS Campus | A1_117 | Battery Room A | A1_1 | A1 | Danfoss | Unknown |  |  | Installed |  | 30058 | 2021-09-30 06:00
'+A1=353.211-LR402 | Variable Frequency Drive | Power Control-VFD | DFAS Campus | A1_117 | Battery Room A | A1_1 | A1 | Danfoss | Unknown |  |  | Installed |  | 30057 | 2021-09-30 06:01
'+A1=353.211-LR501 | Variable Frequency Drive | Power Control-VFD | DFAS Campus | A1_117 | Battery Room A | A1_1 | A1 | Danfoss | Unknown |  |  | Installed |  | 30056 | 2021-09-30 06:01
'+A1=353.211-LR502 | Variable Frequency Drive | Power Control-VFD | DFAS Campus | A1_117 | Battery Room A | A1_1 | A1 | Danfoss | Unknown |  |  | Installed |  | 30055 | 2021-09-30 06:01
'+A1=353.212-JV601 | Battery Room Extract | Air Conditioning-Axial Fan | DFAS Campus | A1_132 | Battery Room B | A1_1 | A1 | SystemAir | Unknown |  |  | Installed |  |  | 2021-09-30 06:02
'+A1=353.212-LF001 | Indoor Unit DX | Cooling-DX Unit | DFAS Campus | A1_132 | Battery Room B | A1_1 | A1 | Samsung | Unknown |  |  | Installed |  |  | 2021-09-30 06:01
'+A1=353.212-LK001 | Outdoor Unit DX | Cooling-DX Unit | DFAS Campus | A1_130 | Main Input Switchboard B | A1_1 | A1 | Samsung | Unknown |  |  | Installed |  |  | 2021-09-30 06:00
'+A1=353.212-LR401 | Variable Frequency Drive | Power Control-VFD | DFAS Campus | A1_132 | Battery Room B | A1_1 | A1 | Danfoss | Unknown |  |  | Installed |  | 30065 | 2021-09-30 06:02
'+A1=353.212-LR402 | Variable Frequency Drive | Power Control-VFD | DFAS Campus | A1_132 | Battery Room B | A1_1 | A1 | Danfoss | Unknown |  |  | Installed |  | 30064 | 2021-09-30 06:01
'+A1=353.212-LR501 | Variable Frequency Drive | Power Control-VFD | DFAS Campus | A1_132 | Battery Room B | A1_1 | A1 | Danfoss | Unknown |  |  | Installed |  | 30063 | 2021-09-30 06:02
'+A1=353.212-LR502 | Variable Frequency Drive | Power Control-VFD | DFAS Campus | A1_132 | Battery Room B | A1_1 | A1 | Danfoss | Unknown |  |  | Installed |  | 30062 | 2021-09-30 06:01
'+A1=353.221-JV601 | Battery Room Extract | Air Conditioning-Axial Fan | DFAS Campus | A1_215 | Battery Room A | A1_2 | A1 | SystemAir | Unknown |  |  | Installed |  |  | 2021-09-30 06:01
'+A1=353.221-LF001 | Indoor Unit DX | Cooling-DX Unit | DFAS Campus | A1_215 | Battery Room A | A1_2 | A1 | Samsung | Unknown |  |  | Installed |  |  | 2021-09-30 06:02
'+A1=353.221-LK001 | Outdoor Unit DX | Cooling-DX Unit | DFAS Campus | A1_216 | Main Input Switchboard A | A1_2 | A1 | Samsung | Unknown |  |  | Installed |  |  | 2021-09-30 06:02
'+A1=353.221-LR401 | Variable Frequency Drive | Power Control-VFD | DFAS Campus | A1_217 | UPS Room A | A1_2 | A1 | Danfoss | Unknown |  |  | Installed |  | 30151 | 2021-09-30 06:01
'+A1=353.221-LR402 | Variable Frequency Drive | Power Control-VFD | DFAS Campus | A1_217 | UPS Room A | A1_2 | A1 | Danfoss | Unknown |  |  | Installed |  | 30152 | 2021-09-30 06:01
'+A1=353.221-LR501 | Variable Frequency Drive | Power Control-VFD | DFAS Campus | A1_217 | UPS Room A | A1_2 | A1 | Danfoss | Unknown |  |  | Installed |  | 30153 | 2021-09-30 06:00
'+A1=353.221-LR502 | Variable Frequency Drive | Power Control-VFD | DFAS Campus | A1_217 | UPS Room A | A1_2 | A1 | Danfoss | Unknown |  |  | Installed |  | 30154 | 2021-09-30 06:01
'+A1=353.222-JV601 | Battery Room Extract | Air Conditioning-Axial Fan | DFAS Campus | A1_222 | Battery Room B | A1_2 | A1 | SystemAir | Unknown |  |  | Installed |  | TEMP044 | 2021-09-30 06:00
'+A1=353.222-LF001 | Indoor Unit DX | Cooling-DX Unit | DFAS Campus | A1_222 | Battery Room B | A1_2 | A1 | Samsung | Unknown |  |  | Installed |  |  | 2021-09-30 06:02
'+A1=353.222-LK001 | Outdoor Unit DX | Cooling-DX Unit | DFAS Campus | A1_218 | Main Input Switchboard B | A1_2 | A1 | Samsung | Unknown |  |  | Installed |  |  | 2021-09-30 06:00
'+A1=353.222-LR401 | Variable Frequency Drive | Power Control-VFD | DFAS Campus | A1_223 | UPS Room B | A1_2 | A1 | Danfoss | Unknown |  |  | Installed |  | 30158 | 2021-09-30 06:01
'+A1=353.222-LR402 | Variable Frequency Drive | Power Control-VFD | DFAS Campus | A1_223 | UPS Room B | A1_2 | A1 | Danfoss | Unknown |  |  | Installed |  | 30157 | 2021-09-30 06:01
'+A1=353.222-LR501 | Variable Frequency Drive | Power Control-VFD | DFAS Campus | A1_223 | UPS Room B | A1_2 | A1 | Danfoss | Unknown |  |  | Installed |  | 30156 | 2021-09-30 06:02
'+A1=353.222-LR502 | Variable Frequency Drive | Power Control-VFD | DFAS Campus | A1_223 | UPS Room B | A1_2 | A1 | Danfoss | Unknown |  |  | Installed |  | 30155 | 2021-09-30 06:01
'+A1=353.231-JV601 | Battery Room Extract | Air Conditioning-Axial Fan | DFAS Campus | A1_313 | Battery Room A | A1_3 | A1 | SystemAir | Unknown |  |  | Installed |  | TEMP047 | 2021-09-30 06:01
'+A1=353.231-LF001 | Indoor Unit DX | Cooling-DX Unit | DFAS Campus | A1_313 | Battery Room A | A1_3 | A1 | Samsung | Unknown |  |  | Installed |  |  | 2021-09-30 06:00
'+A1=353.231-LK001 | Outdoor Unit DX | Cooling-DX Unit | DFAS Campus | A1_312 | Main Input Switchboard-A | A1_3 | A1 | Samsung | Unknown |  |  | Installed |  |  | 2021-09-30 06:01
'+A1=353.231-LR401 | Variable Frequency Drive | Power Control-VFD | DFAS Campus | A1_315 | UPS Room A | A1_3 | A1 | Danfoss | Unknown |  |  | Installed |  | 30320 | 2021-09-30 06:02
'+A1=353.231-LR402 | Variable Frequency Drive | Power Control-VFD | DFAS Campus | A1_315 | UPS Room A | A1_3 | A1 | Danfoss | Unknown |  |  | Installed |  | 30321 | 2021-09-30 06:01
'+A1=353.231-LR501 | Variable Frequency Drive | Power Control-VFD | DFAS Campus | A1_315 | UPS Room A | A1_3 | A1 | Danfoss | Unknown |  |  | Installed |  | 30322 | 2021-09-30 06:01
'+A1=353.231-LR502 | Variable Frequency Drive | Power Control-VFD | DFAS Campus | A1_315 | UPS Room A | A1_3 | A1 | Danfoss | Unknown |  |  | Installed |  | 30323 | 2021-09-30 06:01
'+A1=353.232-JV601 | Battery Room Extract | Air Conditioning-Axial Fan | DFAS Campus | A1_322 | Battery Room B | A1_3 | A1 | SystemAir | Unknown |  |  | Installed |  | TEMP048 | 2021-09-30 06:01
'+A1=353.232-LF001 | Indoor Unit DX | Cooling-DX Unit | DFAS Campus | A1_322 | Battery Room B | A1_3 | A1 | Samsung | Unknown |  |  | Installed |  |  | 2021-09-30 06:01
'+A1=353.232-LK001 | Outdoor Unit DX | Cooling-DX Unit | DFAS Campus | A1_318 | Main Input Switchboard-B | A1_3 | A1 | Samsung | Unknown |  |  | Installed |  |  | 2021-09-30 06:01
'+A1=353.232-LR401 | Variable Frequency Drive | Power Control-VFD | DFAS Campus | A1_323 | UPS Room B | A1_3 | A1 | Danfoss | Unknown |  |  | Installed |  | 30345 | 2021-09-30 06:02
'+A1=353.232-LR402 | Variable Frequency Drive | Power Control-VFD | DFAS Campus | A1_323 | UPS Room B | A1_3 | A1 | Danfoss | Unknown |  |  | Installed |  | 30344 | 2021-09-30 06:01
'+A1=353.232-LR501 | Variable Frequency Drive | Power Control-VFD | DFAS Campus | A1_323 | UPS Room B | A1_3 | A1 | Danfoss | Unknown |  |  | Installed |  | 30343 | 2021-09-30 06:00
'+A1=353.232-LR502 | Variable Frequency Drive | Power Control-VFD | DFAS Campus | A1_323 | UPS Room B | A1_3 | A1 | Danfoss | Unknown |  |  | Installed |  | 30342 | 2021-09-30 06:01
'+A1=353.235-LR401 | Variable Frequency Drive | Power Control-VFD | DFAS Campus | A1_311 | Hypoxic HVAC Room A | A1_3 | A1 | Danfoss | Unknown |  |  | Installed |  | 30279 | 2021-09-30 06:01
'+A1=353.235-LR501 | Variable Frequency Drive | Power Control-VFD | DFAS Campus | A1_311 | Hypoxic HVAC Room A | A1_3 | A1 | Danfoss | Unknown |  |  | Installed |  | 30278 | 2021-09-30 06:02
'+A1=353.236-LR401 | Variable Frequency Drive | Power Control-VFD | DFAS Campus | A1_319 | Hypoxic HVAC Room B | A1_3 | A1 | Danfoss | Unknown |  |  | Installed |  | 30003 | 2021-09-30 06:01
'+A1=353.236-LR501 | Variable Frequency Drive | Power Control-VFD | DFAS Campus | A1_319 | Hypoxic HVAC Room B | A1_3 | A1 | Danfoss | Unknown |  |  | Installed |  | 30004 | 2021-09-30 06:02
'+A1=353.611-LR401 | Variable Frequency Drive | Power Control-VFD | DFAS Campus | A1_123 | Munters Corridor | A1_1 | A1 | Danfoss | Unknown |  |  | Installed |  | 30240 | 2021-09-30 06:01
'+A1=353.611-LR402 | Variable Frequency Drive | Power Control-VFD | DFAS Campus | A1_123 | Munters Corridor | A1_1 | A1 | Danfoss | Unknown |  |  | Installed |  | 30241 | 2021-09-30 06:02
'+A1=353.621-LR401 | Variable Frequency Drive | Power Control-VFD | DFAS Campus | A1_217 | UPS Room A | A1_2 | A1 | Danfoss | Unknown |  |  | Installed |  | 30231 | 2021-09-30 06:00
'+A1=353.621-LR402 | Variable Frequency Drive | Power Control-VFD | DFAS Campus | A1_217 | UPS Room A | A1_2 | A1 | Danfoss | Unknown |  |  | Installed |  | 30230 | 2021-09-30 06:01
'+A1=353.631-LR401 | Variable Frequency Drive | Power Control-VFD | DFAS Campus | A1_316 | Munters Corridor | A1_3 | A1 | Danfoss | Unknown |  |  | Installed |  | 30265 | 2021-09-30 06:01
'+A1=353.631-LR402 | Variable Frequency Drive | Power Control-VFD | DFAS Campus | A1_316 | Munters Corridor | A1_3 | A1 | Danfoss | Unknown |  |  | Installed |  | 30266 | 2021-09-30 06:00
'+A1=360.123-LR401 | Variable Frequency Drive | Power Control-VFD | DFAS Campus | A1_204 | Munters Corridor | A1_2 | A1 | Danfoss | Unknown |  |  | Installed |  | 30457 | 2021-09-30 06:01
'+A1=360.123-LR402 | Variable Frequency Drive | Power Control-VFD | DFAS Campus | A1_204 | Munters Corridor | A1_2 | A1 | Danfoss | Unknown |  |  | Installed |  | 30455 | 2021-09-30 06:01
'+A1=360.123-LR403 | Variable Frequency Drive | Power Control-VFD | DFAS Campus | A1_204 | Munters Corridor | A1_2 | A1 | Danfoss | Unknown |  |  | Installed |  | 30456 | 2021-09-30 06:02
'+A1=360.123-LR501 | Variable Frequency Drive | Power Control-VFD | DFAS Campus | A1_204 | Munters Corridor | A1_2 | A1 | Danfoss | Unknown |  |  | Installed |  | 30458 | 2021-09-30 06:00
'+A1=431.211 | Switchboard Input Side A | Electrical Distribution-Switchboard | DFAS Campus | A1_118 | Main Input Switchboard A | A1_1 | A1 | ELCOR | Unknown |  |  | Installed |  | 30008 | 2021-09-30 06:02
'+A1=431.211-XQ010 | MCB -XQ010 FORSYNING FRA - HAFSLUND TRAFO NR. 1 | Electrical Distribution-Air Circuit Breaker | DFAS Campus | A1_118 | Main Input Switchboard A | A1_1 | A1 | ABB | Unknown |  |  | Installed |  | 30010 | 2021-09-30 06:02
'+A1=431.211-XQ011 | MCB -XQ011 FORSYNING FRA GENERATOR NR. 1 | Electrical Distribution-Air Circuit Breaker | DFAS Campus | A1_118 | Main Input Switchboard A | A1_1 | A1 | ABB | Unknown |  |  | Installed |  | 30009 | 2021-09-30 06:01
'+A1=431.211-XQ015 | MCB -XQ015 BYPASS TIL +A1=462.211 A-SIDE | Electrical Distribution-Air Circuit Breaker | DFAS Campus | A1_118 | Main Input Switchboard A | A1_1 | A1 | ABB | Unknown |  |  | Installed |  | 30011 | 2021-09-30 06:01
'+A1=431.211-XQ016 | MCB -XQ016 HOVEDBRYTER +A1=462.211 A-SIDE | Electrical Distribution-Air Circuit Breaker | DFAS Campus | A1_118 | Main Input Switchboard A | A1_1 | A1 | ABB | Unknown |  |  | Installed |  | 30013 | 2021-09-30 06:02
'+A1=431.211-XS012 | MCB -XS012 FORSYNING TIL/FRA +A1=431.212 B-SIDE | Electrical Distribution-Air Circuit Breaker | DFAS Campus | A1_118 | Main Input Switchboard A | A1_1 | A1 | ABB | Unknown |  |  | Installed |  | 30012 | 2021-09-30 06:02
'+A1=431.212 | Switchboard Output Side B ??? | Electrical Distribution-Switchboard | DFAS Campus | A1_130 | Main Input Switchboard B | A1_1 | A1 | ELCOR | Unknown |  |  | Installed |  | 30021 | 2021-09-30 06:01
'+A1=431.212-XQ011 | MCB -XQ011 FORSYNING FRA GENERATOR NR. 4 | Electrical Distribution-Air Circuit Breaker | DFAS Campus | A1_130 | Main Input Switchboard B | A1_1 | A1 | ABB | Unknown |  |  | Installed |  | 30027 | 2021-09-30 06:01
'+A1=431.212-XQ015 | MCB -XQ015 BYPASS TIL +A1=462.212 B-SIDE | Electrical Distribution-Air Circuit Breaker | DFAS Campus | A1_130 | Main Input Switchboard B | A1_1 | A1 | ABB | Unknown |  |  | Installed |  | 30029 | 2021-09-30 06:02
'+A1=431.212-XQ016 | MCB -XQ016 HOVEDBRYTER +A1=432.212 B-SIDE | Electrical Distribution-Air Circuit Breaker | DFAS Campus | A1_130 | Main Input Switchboard B | A1_1 | A1 | ABB | Unknown |  |  | Installed |  | 30030 | 2021-09-30 06:02
'+A1=431.212-XS010 | MCB -XS010 FORSYNING TIL/FRA +A1=431.211 A-SIDE | Electrical Distribution-Air Circuit Breaker | DFAS Campus | A1_130 | Main Input Switchboard B | A1_1 | A1 | ABB | Unknown |  |  | Installed |  | 30028 | 2021-09-30 06:01
'+A1=431.221 | Switchboard Transformer / Generator Input A Side | Electrical Distribution-Switchboard | DFAS Campus | A1_216 | Main Input Switchboard A | A1_2 | A1 | Unknown | Unknown |  |  | Installed |  | 30188 | 2021-09-30 06:00
'+A1=431.221-XP004 | Meter - XP004 NETTANALYSATOR TRAFO NR.2 - GEN. NR. | PMS Equipment-Power Meter | DFAS Campus | A1_216 | Main Input Switchboard A | A1_2 | A1 | IME | Unknown |  |  | Installed |  | 30189 | 2021-09-30 06:00
'+A1=431.221-XP504 | Meter - XP504 NETTANALYSATOR HOVEDFORDELING | PMS Equipment-Power Meter | DFAS Campus | A1_216 | Main Input Switchboard A | A1_2 | A1 | IME | Unknown |  |  | Installed |  | 30197 | 2021-09-30 06:01
'+A1=431.221-XQ010 | MCB - XQ010 FORSYNING FRA - HAFSLUND TRAFO NR 2 | Electrical Distribution-Air Circuit Breaker | DFAS Campus | A1_216 | Main Input Switchboard A | A1_2 | A1 | ABB | Unknown |  |  | Installed |  | 30190 | 2021-09-30 06:02
'+A1=431.221-XQ011 | MCB - XQ011 FORSYNING FRA - GENERATOR NR.2 | Electrical Distribution-Air Circuit Breaker | DFAS Campus | A1_216 | Main Input Switchboard A | A1_2 | A1 | ABB | Unknown |  |  | Installed |  | 30191 | 2021-09-30 06:00
'+A1=431.221-XQ015 | MCB - XQ015 BYPASS TIL +A1=462.221 A-SIDE | Electrical Distribution-Air Circuit Breaker | DFAS Campus | A1_216 | Main Input Switchboard A | A1_2 | A1 | ABB | Unknown |  |  | Installed |  | 30187 | 2021-09-30 06:02
'+A1=431.221-XQ016 | MCB - XQ016 HOVEDBRYTER +A1=431.221 A-SIDE | Electrical Distribution-Air Circuit Breaker | DFAS Campus | A1_216 | Main Input Switchboard A | A1_2 | A1 | ABB | Unknown |  |  | Installed |  | 30185 | 2021-09-30 06:00
'+A1=431.221-XS012 | MCB - XS012 FORSYNING TIL/FRA +A1=431.222 B-SIDE | Electrical Distribution-Air Circuit Breaker | DFAS Campus | A1_216 | Main Input Switchboard A | A1_2 | A1 | ABB | Unknown |  |  | Installed |  | 30186 | 2021-09-30 06:00
'+A1=431.222 | Switchboard Main Input Side B | Electrical Distribution-Switchboard | DFAS Campus | A1_218 | Main Input Switchboard B | A1_2 | A1 | Unknown | Unknown |  |  | Installed |  | 30208 | 2021-09-30 06:01
'+A1=431.222-XQ011 | MCB - XQ011 FORSYNING FRA GENERATOR NR.4 | Electrical Distribution-Air Circuit Breaker | DFAS Campus | A1_218 | Main Input Switchboard B | A1_2 | A1 | ABB | Unknown |  |  | Installed |  | 30210 | 2021-09-30 06:01
'+A1=431.222-XQ015 | MCB - XQ015 BYPASS TIL +A1=462.222 B-SIDE | Electrical Distribution-Air Circuit Breaker | DFAS Campus | A1_218 | Main Input Switchboard B | A1_2 | A1 | ABB | Unknown |  |  | Installed |  | 30212 | 2021-09-30 06:02
'+A1=431.222-XQ016 | MCB - XQ016 HOVEDBRYTER +A1=431.222 B-SIDE | Electrical Distribution-Air Circuit Breaker | DFAS Campus | A1_218 | Main Input Switchboard B | A1_2 | A1 | ABB | Unknown |  |  | Installed |  | 30213 | 2021-09-30 06:02
'+A1=431.222-XS010 | MCB - XS010 FORSYNING TIL/FRA +A1=431.221 A-SIDE | Electrical Distribution-Air Circuit Breaker | DFAS Campus | A1_218 | Main Input Switchboard B | A1_2 | A1 | ABB | Unknown |  |  | Installed |  | 30211 | 2021-09-30 06:00
'+A1=431.231-HAFSLUND | Hafslund Supply Meter | PMS Equipment-Power Meter | DFAS Campus | A1_312 | Main Input Switchboard-A | A1_3 | A1 | Kamstrup | Unknown |  |  | Installed |  | 30293 | 2021-09-30 06:02
'+A1=431.231-XP004 | Meter -XP004 NETTANALYSATOR TRAFO NR.3 - GEN. NR3 | PMS Equipment-Power Meter | DFAS Campus | A1_312 | Main Input Switchboard-A | A1_3 | A1 | IME | Unknown |  |  | Installed |  | 30289 | 2021-09-30 06:00
'+A1=431.231-XQ010 | MCB -XQ010 FORSYNING FRA HAFSLUND TRAFO NR. 3 | Electrical Distribution-Air Circuit Breaker | DFAS Campus | A1_312 | Main Input Switchboard-A | A1_3 | A1 | ABB | Unknown |  |  | Installed |  | 30281 | 2021-09-30 06:00
'+A1=431.231-XQ011 | MCB -XQ011 FORSYNING FRA GENERATOR NR. 3 | Electrical Distribution-Air Circuit Breaker | DFAS Campus | A1_312 | Main Input Switchboard-A | A1_3 | A1 | ABB | Unknown |  |  | Installed |  | 30280 | 2021-09-30 06:02
'+A1=431.231-XQ015 | MCB -XQ015 BYPASS TIL +A1=462.231 A-SIDE | Electrical Distribution-Air Circuit Breaker | DFAS Campus | A1_312 | Main Input Switchboard-A | A1_3 | A1 | ABB | Unknown |  |  | Installed |  | 30282 | 2021-09-30 06:01
'+A1=431.231-XQ016 | MCB -XQ016 HOVEDBRYTER +A1=431.231 A-SIDE | Electrical Distribution-Air Circuit Breaker | DFAS Campus | A1_312 | Main Input Switchboard-A | A1_3 | A1 | ABB | Unknown |  |  | Installed |  | 30284 | 2021-09-30 06:00
'+A1=431.231-XS012 | MCB -XS012 FORSYNING TIL/FRA +A1=431.232 B-SIDE | Electrical Distribution-Air Circuit Breaker | DFAS Campus | A1_312 | Main Input Switchboard-A | A1_3 | A1 | ABB | Unknown |  |  | Installed |  | 30283 | 2021-09-30 06:02
'+A1=431.232 | Switchboard | Electrical Distribution-Switchboard | DFAS Campus | A1_318 | Main Input Switchboard-B | A1_3 | A1 | ELCOR | Unknown |  |  | Installed |  | 30298 | 2021-09-30 06:02
'+A1=431.232-XQ011 | MCB -XQ011 FORSYNING FRA GENERATOR NR. 4 | Electrical Distribution-Air Circuit Breaker | DFAS Campus | A1_318 | Main Input Switchboard-B | A1_3 | A1 | ABB | Unknown |  |  | Installed |  | 30308 | 2021-09-30 06:00
'+A1=431.232-XQ015 | MCB -XQ015 BYPASS TIL +A1=462.232 B-SIDE | Electrical Distribution-Air Circuit Breaker | DFAS Campus | A1_318 | Main Input Switchboard-B | A1_3 | A1 | ABB | Unknown |  |  | Installed |  | 30306 | 2021-09-30 06:00
'+A1=431.232-XQ016 | MCB -XQ016 HOVEDBRYTER +A1=431.232 B-SIDE | Electrical Distribution-Air Circuit Breaker | DFAS Campus | A1_318 | Main Input Switchboard-B | A1_3 | A1 | ABB | Unknown |  |  | Installed |  | 30305 | 2021-09-30 06:01
'+A1=431.232-XS010 | MCB -XS010 FORSYNING TIL/FRA +A1=431.231 A-SIDE | Electrical Distribution-Air Circuit Breaker | DFAS Campus | A1_318 | Main Input Switchboard-B | A1_3 | A1 | ABB | Unknown |  |  | Installed |  | 30307 | 2021-09-30 06:02
'+A1=431.311 | Switchboard Input Side B ??? | Electrical Distribution-Switchboard | DFAS Campus | A1_130 | Main Input Switchboard B | A1_1 | A1 | ELCOR | Unknown |  |  | Installed |  | 30023 | 2021-09-30 06:01
'+A1=431.311-XQ010 MC | MCB -XQ010 FORSYNING FRA - HAFSLUND TRAFO NR. 7 | Electrical Distribution-Air Circuit Breaker | DFAS Campus | A1_130 | Main Input Switchboard B | A1_1 | A1 | ABB | Unknown |  |  | Installed |  | 30025 | 2021-09-30 06:02
'+A1=431.311-XQ011 | MCB -XQ011 FORSYNING FRA GENERATOR NR. 4 | Electrical Distribution-Air Circuit Breaker | DFAS Campus | A1_130 | Main Input Switchboard B | A1_1 | A1 | ABB | Unknown |  |  | Installed |  | 30026 | 2021-09-30 06:01
'+A1=432.211 | Switchboard Output Side A | Electrical Distribution-Switchboard | DFAS Campus | A1_118 | Main Input Switchboard A | A1_1 | A1 | ELCOR | Unknown |  |  | Installed |  | 30007 | 2021-09-30 06:01
'+A1=432.211-XQ018 | MCB -XQ018 TIL UPS NR. 1 - A-SIDE | Electrical Distribution-Air Circuit Breaker | DFAS Campus | A1_118 | Main Input Switchboard A | A1_1 | A1 | ABB | Unknown |  |  | Installed |  | 30014 | 2021-09-30 06:00
'+A1=432.211-XQ019 | MCB -XQ019 TIL UPS NR. 2 - A-SIDE | Electrical Distribution-Air Circuit Breaker | DFAS Campus | A1_118 | Main Input Switchboard A | A1_1 | A1 | ABB | Unknown |  |  | Installed |  | 30015 | 2021-09-30 06:01
'+A1=432.211-XQ020 | MCB -XQ020 TIL UPS NR. 3 - A-SIDE | Electrical Distribution-Air Circuit Breaker | DFAS Campus | A1_118 | Main Input Switchboard A | A1_1 | A1 | ABB | Unknown |  |  | Installed |  | 30016 | 2021-09-30 06:01
'+A1=432.212 | Switchboard Output Side B | Electrical Distribution-Switchboard | DFAS Campus | A1_130 | Main Input Switchboard B | A1_1 | A1 | ELCOR | Unknown |  |  | Installed |  | 30019 | 2021-09-30 06:00
'+A1=432.212-XQ018 | MCB -XQ018 TIL UPS NR. 1 - B-SIDE | Electrical Distribution-Air Circuit Breaker | DFAS Campus | A1_130 | Main Input Switchboard B | A1_1 | A1 | ABB | Unknown |  |  | Installed |  | 30031 | 2021-09-30 06:00
'+A1=432.212-XQ019 | MCB -XQ019 TIL UPS NR. 2 - B-SIDE | Electrical Distribution-Air Circuit Breaker | DFAS Campus | A1_130 | Main Input Switchboard B | A1_1 | A1 | ABB | Unknown |  |  | Installed |  | 30032 | 2021-09-30 06:00
'+A1=432.212-XQ020 | MCB -XQ020 TIL UPS NR. 3 - B-SIDE | Electrical Distribution-Air Circuit Breaker | DFAS Campus | A1_130 | Main Input Switchboard B | A1_1 | A1 | ABB | Unknown |  |  | Installed |  | 30033 | 2021-09-30 06:01
'+A1=432.221 | Switchboard Main Input Side A | Electrical Distribution-Switchboard | DFAS Campus | A1_216 | Main Input Switchboard A | A1_2 | A1 | Unknown | Unknown |  |  | Installed |  | 30179 | 2021-09-30 06:01
'+A1=432.221-XQ018 | MCB - XQ018 TIL UPS NR.1 A-SIDE | Electrical Distribution-Air Circuit Breaker | DFAS Campus | A1_216 | Main Input Switchboard A | A1_2 | A1 | ABB | Unknown |  |  | Installed |  | 30182 | 2021-09-30 06:01
'+A1=432.221-XQ019 | MCB - XQ019 TIL UPS NR.2 A-SIDE | Electrical Distribution-Air Circuit Breaker | DFAS Campus | A1_216 | Main Input Switchboard A | A1_2 | A1 | ABB | Unknown |  |  | Installed |  | 30181 | 2021-09-30 06:00
'+A1=432.221-XQ020 | MCB - XQ020 TIL UPS NR.3 A-SIDE | Electrical Distribution-Air Circuit Breaker | DFAS Campus | A1_216 | Main Input Switchboard A | A1_2 | A1 | ABB | Unknown |  |  | Installed |  | 30180 | 2021-09-30 06:00
'+A1=432.222 | Switchboard UPS Input B Side | Electrical Distribution-Switchboard | DFAS Campus | A1_218 | Main Input Switchboard B | A1_2 | A1 | Unknown | Unknown |  |  | Installed |  | 30209 | 2021-09-30 06:02
'+A1=432.222-XP502 | Meter - XP502 NETTANALYSATOR UNDERFORDELING | PMS Equipment-Power Meter | DFAS Campus | A1_218 | Main Input Switchboard B | A1_2 | A1 | IME | Unknown |  |  | Installed |  | 30219 | 2021-09-30 06:01
'+A1=432.222-XQ018 | MCB - XQ018 TIL UPS NR.1 B-SIDE | Electrical Distribution-Air Circuit Breaker | DFAS Campus | A1_218 | Main Input Switchboard B | A1_2 | A1 | ABB | Unknown |  |  | Installed |  | 30216 | 2021-09-30 06:01
'+A1=432.222-XQ019 | MCB - XQ019 TIL UPS NR.2 B-SIDE | Electrical Distribution-Air Circuit Breaker | DFAS Campus | A1_218 | Main Input Switchboard B | A1_2 | A1 | ABB | Unknown |  |  | Installed |  | 30217 | 2021-09-30 06:01
'+A1=432.222-XQ020 | MCB - XQ020 TIL UPS NR.3 B-SIDE | Electrical Distribution-Air Circuit Breaker | DFAS Campus | A1_218 | Main Input Switchboard B | A1_2 | A1 | ABB | Unknown |  |  | Installed |  | 30218 | 2021-09-30 06:02
'+A1=432.231 | Main Incoming Switchboard A | Electrical Distribution-Switchboard | DFAS Campus | A1_312 | Main Input Switchboard-A | A1_3 | A1 | ELCOR | Unknown |  |  | Installed |  | 30275 | 2021-09-30 06:01
'+A1=432.231-XP502 | Meter -XP502 NETTANALYSATOR UNDERFORDELING +A1=434 | PMS Equipment-Power Meter | DFAS Campus | A1_312 | Main Input Switchboard-A | A1_3 | A1 | IME | Unknown |  |  | Installed |  | 30288 | 2021-09-30 06:00
'+A1=432.231-XQ013 | Supply Switchboard -XQ013 TILFORSEL +A1=433.234 B- | Electrical Distribution-Air Circuit Breaker | DFAS Campus | A1_312 | Main Input Switchboard-A | A1_3 | A1 | ELCOR | Unknown |  |  | Installed |  | 30294 | 2021-09-30 06:02
'+A1=432.231-XQ018 | MCB -XQ018 TIL UPS NR.1 - A-SIDE | Electrical Distribution-Air Circuit Breaker | DFAS Campus | A1_312 | Main Input Switchboard-A | A1_3 | A1 | ABB | Unknown |  |  | Installed |  | 30285 | 2021-09-30 06:02
'+A1=432.231-XQ019 | MCB -XQ019 TIL UPS NR.2 - A-SIDE | Electrical Distribution-Air Circuit Breaker | DFAS Campus | A1_312 | Main Input Switchboard-A | A1_3 | A1 | ABB | Unknown |  |  | Installed |  | 30286 | 2021-09-30 06:01
'+A1=432.231-XQ020 | MCB -XQ020 TIL UPS NR.3 - A-SIDE | Electrical Distribution-Air Circuit Breaker | DFAS Campus | A1_312 | Main Input Switchboard-A | A1_3 | A1 | ABB | Unknown |  |  | Installed |  | 30287 | 2021-09-30 06:01
'+A1=432.232 | Switchboard TIL UPS NR. 1 - B-SIDE | Electrical Distribution-Switchboard | DFAS Campus | A1_318 | Main Input Switchboard-B | A1_3 | A1 | ELCOR | Unknown |  |  | Installed |  | 30299 | 2021-09-30 06:00
'+A1=432.232-XP502 | Meter XP502 UNDERFORDELING +A1=434.232 | PMS Equipment-Power Meter | DFAS Campus | A1_318 | Main Input Switchboard-B | A1_3 | A1 | IME | Unknown |  |  | Installed |  | 30301 | 2021-09-30 06:01
'+A1=432.232-XQ018 | MCB -XQ018 TIL UPS NR.1 - B-SIDE | Electrical Distribution-Air Circuit Breaker | DFAS Campus | A1_318 | Main Input Switchboard-B | A1_3 | A1 | ABB | Unknown |  |  | Installed |  | 30304 | 2021-09-30 06:01
'+A1=432.232-XQ019 | MCB -XQ019 TIL UPS NR.2 - B-SIDE | Electrical Distribution-Air Circuit Breaker | DFAS Campus | A1_318 | Main Input Switchboard-B | A1_3 | A1 | ABB | Unknown |  |  | Installed |  | 30303 | 2021-09-30 06:01
'+A1=432.232-XQ020 | MCB -XQ020 TIL UPS NR.3 - B-SIDE | Electrical Distribution-Air Circuit Breaker | DFAS Campus | A1_318 | Main Input Switchboard-B | A1_3 | A1 | ABB | Unknown |  |  | Installed |  | 30302 | 2021-09-30 06:00
'+A1=432.311 | Switchboard Input Side B | Electrical Distribution-Switchboard | DFAS Campus | A1_130 | Main Input Switchboard B | A1_1 | A1 | ELCOR | Unknown |  |  | Installed |  | 30022 | 2021-09-30 06:02
'+A1=432.311-XQ012 | MCB -XQ012 STROMSKINNE 4x1250A - TIL MIDTBYGG | Electrical Distribution-Air Circuit Breaker | DFAS Campus | A1_130 | Main Input Switchboard B | A1_1 | A1 | ABB | Unknown |  |  | Installed |  | 30024 | 2021-09-30 06:02
'+A1=433.211 | Switchboard JORDFEILSENTRAL SIGNALTERMINERING | Electrical Distribution-Switchboard | DFAS Campus | A1_119 | UPS Output Switchboard A | A1_1 | A1 | ELCOR | Unknown |  |  | Installed |  | 30390 | 2021-09-30 06:00
'+A1=433.212 | Switchboard JORDFEILSENTRAL SIGNALTERMINERING | Electrical Distribution-Switchboard | DFAS Campus | A1_131 | UPS Output Switchboard B | A1_1 | A1 | ELCOR | Unknown |  |  | Installed |  | 30385 | 2021-09-30 06:01
'+A1=433.213 | Distribution Board | Electrical Distribution-Distribution Board | DFAS Campus | A1_131 | UPS Output Switchboard B | A1_1 | A1 | ELCOR | Unknown |  |  | Installed |  | 30386 | 2021-09-30 06:00
'+A1=433.214 | Distribution Board | Electrical Distribution-Distribution Board | DFAS Campus | A1_130 | Main Input Switchboard B | A1_1 | A1 | ELCOR | Unknown |  |  | Installed |  | 30020 | 2021-09-30 06:00
'+A1=433.215 | VEKSLEFORDELING | Electrical Distribution-Switchboard | DFAS Campus | A1_130 | Main Input Switchboard B | A1_1 | A1 | ELCOR | Unknown |  |  | Installed |  | 30034 | 2021-09-30 06:00
'+A1=433.222 | JORDFEILSENTRAL SIGNALTERMINERING | Electrical Distribution-Switchboard | DFAS Campus | A1_221 | UPS Output Switchboard B | A1_2 | A1 | Unknown | Unknown |  |  | Installed |  | 30167 | 2021-09-30 06:00
'+A1=433.223 | Distribution Board | Electrical Distribution-Distribution Board | DFAS Campus | A1_221 | UPS Output Switchboard B | A1_2 | A1 | ELCOR | Unknown |  |  | Installed |  | 30165 | 2021-09-30 06:02
'+A1=433.223-KW010 | Power Supply Unit for Fire Systems | Fire Alarm-Fire Power Supply | DFAS Campus | A1_201 | White Space Corridor | A1_2 | A1 | Pulsar | Unknown |  |  | Installed |  | 30227 | 2021-09-30 06:00
'+A1=433.223-KW011 | Power Supply Unit for Fire Systems | Fire Alarm-Fire Power Supply | DFAS Campus | A1_201 | White Space Corridor | A1_2 | A1 | Pulsar | Unknown |  |  | Installed |  | 30228 | 2021-09-30 06:00
'+A1=433.224 | Distribution Board | Electrical Distribution-Distribution Board | DFAS Campus | A1_218 | Main Input Switchboard B | A1_2 | A1 | ELCOR | Unknown |  |  | Installed |  | 30207 | 2021-09-30 06:02
'+A1=433.231 | Switchboard JORDFEILSENTRAL SIGNALTERMINERING | Electrical Distribution-Switchboard | DFAS Campus | A1_314 | UPS Output Switchboard-A | A1_3 | A1 | ELCOR | Unknown |  |  | Installed |  | 30333 | 2021-09-30 06:00
'+A1=433.232 | Switchboard Jordfeilsentral Signalterminering | Electrical Distribution-Switchboard | DFAS Campus | A1_321 | UPS Output Switchboard-B | A1_3 | A1 | ELCOR | Unknown |  |  | Installed |  | 30360 | 2021-09-30 06:02
'+A1=433.233 | Distribution Board | Electrical Distribution-Distribution Board | DFAS Campus | A1_321 | UPS Output Switchboard-B | A1_3 | A1 | ELCOR | Unknown |  |  | Installed |  | 30349 | 2021-09-30 06:01
'+A1=433.233-KW009 | Power Supply Unit for Fire Systems | Fire Alarm-Fire Power Supply | DFAS Campus | A1_320 | Technical Corridor | A1_3 | A1 | Pulsar | Unknown |  |  | Installed |  | 30364 | 2021-09-30 06:01
'+A1=433.233-KW010 | Power Supply Unit for Fire Systems | Fire Alarm-Fire Power Supply | DFAS Campus | A1_301 | White Space Corridor | A1_3 | A1 | Pulsar | Unknown |  |  | Installed |  | 30375 | 2021-09-30 06:02
'+A1=433.233-KW011 | Power Supply Unit for Fire Systems | Fire Alarm-Fire Power Supply | DFAS Campus | A1_301 | White Space Corridor | A1_3 | A1 | Pulsar | Unknown |  |  | Installed |  | 30374 | 2021-09-30 06:01
'+A1=433.234 | Switchboard | Electrical Distribution-Switchboard | DFAS Campus | A1_318 | Main Input Switchboard-B | A1_3 | A1 | ELCOR | Unknown |  |  | Installed |  | 30300 | 2021-09-30 06:01
'+A1=433.234-KW045 | Power Supply Unit for Fire Systems | Fire Alarm-Fire Power Supply | DFAS Campus | A1_314 | UPS Output Switchboard-A | A1_3 | A1 | Pulsar | Unknown |  |  | Installed |  | 30335 | 2021-09-30 06:00
'+A1=433.236 | UNDERFORDELING | Electrical Distribution-Distribution Board | DFAS Campus | A1_311 | Hypoxic HVAC Room A | A1_3 | A1 | ELCOR | Unknown |  |  | Installed |  | 30006 | 2021-09-30 06:00
'+A1=433.237 | UNDERFORDELING | Electrical Distribution-Distribution Board | DFAS Campus | A1_319 | Hypoxic HVAC Room B | A1_3 | A1 | ELCOR | Unknown |  |  | Installed |  | 30002 | 2021-09-30 06:01
'+A1=434.111 | AUTOMATIKKFORDELING Control Panel | Electrical Distribution-Distribution Board | DFAS Campus | A1_123 | Munters Corridor | A1_1 | A1 | ELCOR | Unknown |  |  | Installed |  | 30239 | 2021-09-30 06:02
'+A1=434.121 | AUTOMATIKKFORDELING Control Panel | Electrical Distribution-Distribution Board | DFAS Campus | A1_204 | Munters Corridor | A1_2 | A1 | ELCOR | Unknown |  |  | Installed |  | 30232 | 2021-09-30 06:00
'+A1=434.122 | AUTOMATIKK FORDELING Control Panel | Electrical Distribution-Distribution Board | DFAS Campus | A1_204 | Munters Corridor | A1_2 | A1 | ELCOR | Unknown |  |  | Installed |  | 30454 | 2021-09-30 06:01
'+A1=434.131 | AUTOMATIKKFORDELING Control Panel | Electrical Distribution-Distribution Board | DFAS Campus | A1_316 | Munters Corridor | A1_3 | A1 | ELCOR | Unknown |  |  | Installed |  | 30267 | 2021-09-30 06:01
'+A1=434.211 | Switchboard Munters A1_1 A | Electrical Distribution-Switchboard | DFAS Campus | A1_119 | UPS Output Switchboard A | A1_1 | A1 | ELCOR | Unknown |  |  | Installed |  | 30391 | 2021-09-30 06:02
'+A1=434.212 | Switchboard Munters A1_1 B | Electrical Distribution-Switchboard | DFAS Campus | A1_131 | UPS Output Switchboard B | A1_1 | A1 | ELCOR | Unknown |  |  | Installed |  | TEMP015 | 2021-09-30 06:00
'+A1=434.213 | AUTOMATIKKFORDELING Control Panel | Electrical Distribution-Distribution Board | DFAS Campus | A1_114 | Water Plant Rm | A1_1 | A1 | ELCOR | Unknown |  |  | Installed |  | 30089 | 2021-09-30 06:01
'+A1=434.213-KW001 | Variable Frequency Drive | Power Control-VFD | DFAS Campus | A1_114 | Water Plant Rm | A1_1 | A1 | Danfoss | Unknown |  |  | Installed |  | 30088 | 2021-09-30 06:01
'+A1=434.214 | AUTOMATIKKFORDELING Control Panel | Electrical Distribution-Distribution Board | DFAS Campus | A1_118 | Main Input Switchboard A | A1_1 | A1 | ELCOR | Unknown |  |  | Installed |  | 30017 | 2021-09-30 06:01
'+A1=434.215 | AUTOMATIKKFORDELING Control Panel | Electrical Distribution-Distribution Board | DFAS Campus | A1_130 | Main Input Switchboard B | A1_1 | A1 | ELCOR | Unknown |  |  | Installed |  | 30035 | 2021-09-30 06:00
'+A1=434.221 | Switchboard Munters A1_2 A | Electrical Distribution-Switchboard | DFAS Campus | A1_214 | UPS Output Switchboard A | A1_2 | A1 | ELCOR | Unknown |  |  | Installed |  | 30160 | 2021-09-30 06:01
'+A1=434.222 | Switchboard Munters A1_2 B | Electrical Distribution-Switchboard | DFAS Campus | A1_221 | UPS Output Switchboard B | A1_2 | A1 | ELCOR | Unknown |  |  | Installed |  | 30166 | 2021-09-30 06:02
'+A1=434.224 | AUTOMATIKKFORDELING Control Panel | Electrical Distribution-Switchboard | DFAS Campus | A1_216 | Main Input Switchboard A | A1_2 | A1 | ELCOR | Unknown |  |  | Installed |  | 30194 | 2021-09-30 06:02
'+A1=434.225 | AUTOMATIKKFORDELING Control Panel | Electrical Distribution-Switchboard | DFAS Campus | A1_218 | Main Input Switchboard B | A1_2 | A1 | ELCOR | Unknown |  |  | Installed |  | 30221 | 2021-09-30 06:01
'+A1=434.231 | Switchboard Munters A1_3 A | Electrical Distribution-Switchboard | DFAS Campus | A1_314 | UPS Output Switchboard-A | A1_3 | A1 | ELCOR | Unknown |  |  | Installed |  | 30325 | 2021-09-30 06:00
'+A1=434.232 | Switchboard Munters A1_3 B | Electrical Distribution-Switchboard | DFAS Campus | A1_321 | UPS Output Switchboard-B | A1_3 | A1 | ELCOR | Unknown |  |  | Installed |  | 30350 | 2021-09-30 06:01
'+A1=434.234 | AUTOMATIKKFORDELING Control Panel | Electrical Distribution-Distribution Board | DFAS Campus | A1_312 | Main Input Switchboard-A | A1_3 | A1 | ELCOR | Unknown |  |  | Installed |  | 30297 | 2021-09-30 06:02
'+A1=436.224-KW045 | Power Supply Unit for Fire Systems | Fire Alarm-Fire Power Supply | DFAS Campus | A1_214 | UPS Output Switchboard A | A1_2 | A1 | Pulsar | Unknown |  |  | Installed |  | 30172 | 2021-09-30 06:00
'+A1=437.235 | AUTOMATIKKFORDELING Control Panel | Electrical Distribution-Distribution Board | DFAS Campus | A1_318 | Main Input Switchboard-B | A1_3 | A1 | ELCOR | Unknown |  |  | Installed |  | 30313 | 2021-09-30 06:00
'+A1=461.411-IG001 | Diesel Generator A1_1 | Power Generator-Diesel Generator | DFAS Campus | A1_001 | Generators | A1_0 | A1 | Caterpiller | Unknown |  | Pon Power AS | Installed | Tietoevry Norway AS, Digiplex Fet AS, Microsoft Datacenter Norway AS | 30080 | 2021-09-30 06:01
'+A1=461.411-IG002 | Diesel Generator A1_2 | Power Generator-Diesel Generator | DFAS Campus | A1_001 | Generators | A1_0 | A1 | Caterpiller | Unknown |  | Pon Power AS | Installed | Tietoevry Norway AS | 30079 | 2021-09-30 06:01
'+A1=461.411-IG003 | Diesel Generator A1_3 | Power Generator-Diesel Generator | DFAS Campus | A1_001 | Generators | A1_0 | A1 | Caterpiller | Unknown |  | Pon Power AS | Installed | Tietoevry Norway AS | 30078 | 2021-09-30 06:01
'+A1=461.411-IG004 | Diesel Generator A1_4 | Power Generator-Diesel Generator | DFAS Campus | A1_001 | Generators | A1_0 | A1 | Caterpiller | Unknown |  | Pon Power AS | Installed | Digiplex Fet AS, Tietoevry Norway AS, Microsoft Datacenter Norway AS | 30077 | 2021-09-30 06:00
'+A1=462.211 | Switchboard UPS Output A Side | Electrical Distribution-Switchboard | DFAS Campus | A1_119 | UPS Output Switchboard A | A1_1 | A1 | ELCOR | Unknown |  |  | Installed |  | 30044 | 2021-09-30 06:02
'+A1=462.211-GH100 | UPS A1_1 A Battery System | UPS-Battery String | DFAS Campus | A1_117 | Battery Room A | A1_1 | A1 | Unknown | Unknown |  |  | Installed | Tietoevry Norway AS, Digiplex Fet AS | 30052 | 2021-09-30 06:01
'+A1=462.211-NB001 | UPS A1_1 A System | UPS-UPS Static | DFAS Campus | A1_120 | UPS Room A | A1_1 | A1 | ABB | Unknown |  |  | Installed | Tietoevry Norway AS, Digiplex Fet AS | '+A1=462.211-NB001 | 2021-09-30 06:01
'+A1=462.211-XQ014 | Switch Output to IDF2 (A-side) | Electrical Distribution-Air Circuit Breaker | DFAS Campus | A1_119 | UPS Output Switchboard A | A1_1 | A1 | ABB | Unknown |  |  | Installed |  | '+A1=462.211-XQ014 | 2021-09-30 06:02
'+A1=462.211-XQ020 | MCB -XQ020 STROMSKINNE 4x2500 WHITE SPACE - A-SIDE | Electrical Distribution-Air Circuit Breaker | DFAS Campus | A1_119 | UPS Output Switchboard A | A1_1 | A1 | ABB | Unknown |  |  | Installed |  | 30050 | 2021-09-30 06:00
'+A1=462.211-XQ025 | MCB -XQ025 LASTBANK A-SIDE | Electrical Distribution-Air Circuit Breaker | DFAS Campus | A1_119 | UPS Output Switchboard A | A1_1 | A1 | ABB | Unknown |  |  | Installed |  | 30047 | 2021-09-30 06:01
'+A1=462.211-XS015 | MCB -XS015 BY-PASS FRA +A1=432.211 | Electrical Distribution-Air Circuit Breaker | DFAS Campus | A1_119 | UPS Output Switchboard A | A1_1 | A1 | ABB | Unknown |  |  | Installed |  | 30045 | 2021-09-30 06:01
'+A1=462.211-XS021 | MCB -XS021 GRUPPEBRYTER FOR UPS FELT | Electrical Distribution-Air Circuit Breaker | DFAS Campus | A1_119 | UPS Output Switchboard A | A1_1 | A1 | ABB | Unknown |  |  | Installed |  | 30046 | 2021-09-30 06:00
'+A1=462.211-XS022 | MCB FRA UPS NR.1 | Electrical Distribution-Air Circuit Breaker | DFAS Campus | A1_119 | UPS Output Switchboard A | A1_1 | A1 | ABB | Unknown |  |  | Installed |  | 30389 | 2021-09-30 06:01
'+A1=462.211-XS023 | MCB FRA UPS NR.2 | Electrical Distribution-Air Circuit Breaker | DFAS Campus | A1_119 | UPS Output Switchboard A | A1_1 | A1 | ABB | Unknown |  |  | Installed |  | 30388 | 2021-09-30 06:00
'+A1=462.211-XS024 | MCB FRA UPS NR.3 | Electrical Distribution-Air Circuit Breaker | DFAS Campus | A1_119 | UPS Output Switchboard A | A1_1 | A1 | ABB | Unknown |  |  | Installed |  | 30387 | 2021-09-30 06:00
'+A1=462.212 | Switchboard UPS Output B | Electrical Distribution-Switchboard | DFAS Campus | A1_131 | UPS Output Switchboard B | A1_1 | A1 | ELCOR | Unknown |  |  | Installed |  | 30069 | 2021-09-30 06:00
'+A1=462.212-GH100 | UPS A1_1 B Battery System | UPS-Battery String | DFAS Campus | A1_132 | Battery Room B | A1_1 | A1 | Unknown | Unknown |  |  | Installed | Tietoevry Norway AS, Digiplex Fet AS | 30061 | 2021-09-30 06:01
'+A1=462.212-NB001 | UPS A1_1 B System | UPS-UPS Static | DFAS Campus | A1_133 | UPS Room B | A1_1 | A1 | ABB | Unknown |  |  | Installed | Tietoevry Norway AS, Digiplex Fet AS | '+A1=462.212-NB001 | 2021-09-30 06:02
'+A1=462.212-XQ014 | Switch Output to IDF2 (B-side) | Electrical Distribution-Air Circuit Breaker | DFAS Campus | A1_131 | UPS Output Switchboard B | A1_1 | A1 | ABB | Unknown |  |  | Installed |  | '+A1=462.212-XQ014 | 2021-09-30 06:01
'+A1=462.212-XQ020 | MCB -XQ020 STROMSKINNE 4x2500 WHITE SPACE - B-SIDE | Electrical Distribution-Air Circuit Breaker | DFAS Campus | A1_131 | UPS Output Switchboard B | A1_1 | A1 | ABB | Unknown |  |  | Installed |  | 30070 | 2021-09-30 06:01
'+A1=462.212-XQ025 | MCB -XQ025 LASTBANK B-SIDE | Electrical Distribution-Air Circuit Breaker | DFAS Campus | A1_131 | UPS Output Switchboard B | A1_1 | A1 | ABB | Unknown |  |  | Installed |  | 30073 | 2021-09-30 06:01
'+A1=462.212-XS015 | MCB -XQ015 BY-PASS FRA +A1=432.212 | Electrical Distribution-Air Circuit Breaker | DFAS Campus | A1_131 | UPS Output Switchboard B | A1_1 | A1 | ABB | Unknown |  |  | Installed |  | 30071 | 2021-09-30 06:02
'+A1=462.212-XS021 | MCB -XS021 GRUPPEBRYTER FOR UPS FELT | Electrical Distribution-Air Circuit Breaker | DFAS Campus | A1_131 | UPS Output Switchboard B | A1_1 | A1 | ABB | Unknown |  |  | Installed |  | 30072 | 2021-09-30 06:02
'+A1=462.212-XS022 | MCB FRA UPS NR.1 | Electrical Distribution-Air Circuit Breaker | DFAS Campus | A1_131 | UPS Output Switchboard B | A1_1 | A1 | ABB | Unknown |  |  | Installed |  | 30382 | 2021-09-30 06:01
'+A1=462.212-XS023 | MCB FRA UPS NR.2 | Electrical Distribution-Air Circuit Breaker | DFAS Campus | A1_131 | UPS Output Switchboard B | A1_1 | A1 | ABB | Unknown |  |  | Installed |  | 30383 | 2021-09-30 06:01
'+A1=462.212-XS024 | MCB FRA UPS NR.3 | Electrical Distribution-Air Circuit Breaker | DFAS Campus | A1_131 | UPS Output Switchboard B | A1_1 | A1 | ABB | Unknown |  |  | Installed |  | 30384 | 2021-09-30 06:01
'+A1=462.221 | Switchboard UPS Output A Side | Electrical Distribution-Switchboard | DFAS Campus | A1_214 | UPS Output Switchboard A | A1_2 | A1 | Unknown | Unknown |  |  | Installed |  | 30159 | 2021-09-30 06:01
'+A1=462.221-GH100 | UPS A1_2 A Battery System | UPS-Battery String | DFAS Campus | A1_215 | Battery Room A | A1_2 | A1 | Unknown | Unknown |  |  | Installed | Tietoevry Norway AS | 30139 | 2021-09-30 06:01
'+A1=462.221-NB001 | UPS A1_2 A System | UPS-UPS Static | DFAS Campus | A1_217 | UPS Room A | A1_2 | A1 | ABB | Unknown |  |  | Installed | Tietoevry Norway AS | '+A1=462.221-NB001 | 2021-09-30 06:01
'+A1=462.221-XQ020 | MCB -XQ020 STRØMSKINNE 4x2500 WHITE SPACE A-SIDE | Electrical Distribution-Air Circuit Breaker | DFAS Campus | A1_214 | UPS Output Switchboard A | A1_2 | A1 | ABB | Unknown |  |  | Installed |  | 30161 | 2021-09-30 06:00
'+A1=462.221-XQ021 | MCB -XS021 GRUPPEBR FOR UPS FELT (FELT06-07-08-09) | Electrical Distribution-Air Circuit Breaker | DFAS Campus | A1_214 | UPS Output Switchboard A | A1_2 | A1 | ABB | Unknown |  |  | Installed |  | 30163 | 2021-09-30 06:02
'+A1=462.221-XQ025 | MCB -XQ025 LASTBANK A-SIDE | Electrical Distribution-Air Circuit Breaker | DFAS Campus | A1_214 | UPS Output Switchboard A | A1_2 | A1 | ABB | Unknown |  |  | Installed |  | 30164 | 2021-09-30 06:02
'+A1=462.221-XS015 | MCB -XS015 BY-PASS FRA +A1=432.221 | Electrical Distribution-Air Circuit Breaker | DFAS Campus | A1_214 | UPS Output Switchboard A | A1_2 | A1 | ABB | Unknown |  |  | Installed |  | 30162 | 2021-09-30 06:02
'+A1=462.221-XS022 | MCB -XS022 FRA UPS NR.1 A-SIDE | Electrical Distribution-Air Circuit Breaker | DFAS Campus | A1_214 | UPS Output Switchboard A | A1_2 | A1 | ABB | Unknown |  |  | Installed |  | 30178 | 2021-09-30 06:01
'+A1=462.221-XS024 | MCB -XS024 FRA UPS NR.3 A-SIDE | Electrical Distribution-Air Circuit Breaker | DFAS Campus | A1_214 | UPS Output Switchboard A | A1_2 | A1 | ABB | Unknown |  |  | Installed |  | 30176 | 2021-09-30 06:01
'+A1=462.222-GH100 | UPS A1_2 B Battery System | UPS-Battery String | DFAS Campus | A1_222 | Battery Room B | A1_2 | A1 | Unknown | Unknown |  |  | Installed | Tietoevry Norway AS | 30142 | 2021-09-30 06:01
'+A1=462.222-NB001 | UPS A1_2 B System | UPS-UPS Static | DFAS Campus | A1_223 | UPS Room B | A1_2 | A1 | ABB | Unknown |  |  | Installed | Tietoevry Norway AS | '+A1=462.222-NB001 | 2021-09-30 06:01
'+A1=462.222-XQ020 | MCB -XQ020 STRØMSKINNE 4x2500 WHITE SPACE B-SIDE | Electrical Distribution-Air Circuit Breaker | DFAS Campus | A1_221 | UPS Output Switchboard B | A1_2 | A1 | ABB | Unknown |  |  | Installed |  | 30171 | 2021-09-30 06:02
'+A1=462.222-XQ025 | MCB -XQ025 LASTBANK B-SIDE | Electrical Distribution-Air Circuit Breaker | DFAS Campus | A1_221 | UPS Output Switchboard B | A1_2 | A1 | ABB | Unknown |  |  | Installed |  | 30168 | 2021-09-30 06:01
'+A1=462.222-XS015 | MCB -XS015 BY-PASS FRA +A1=432.222 | Electrical Distribution-Air Circuit Breaker | DFAS Campus | A1_221 | UPS Output Switchboard B | A1_2 | A1 | ABB | Unknown |  |  | Installed |  | 30170 | 2021-09-30 06:01
'+A1=462.222-XS021 | MCB -XS021 GRUPPEBR FOR UPS FELT (FELT06-07-08-09) | Electrical Distribution-Air Circuit Breaker | DFAS Campus | A1_221 | UPS Output Switchboard B | A1_2 | A1 | ABB | Unknown |  |  | Installed |  | 30169 | 2021-09-30 06:00
'+A1=462.222-XS022 | MCB -XS022 FRA UPS NR.1 B-SIDE | Electrical Distribution-Air Circuit Breaker | DFAS Campus | A1_221 | UPS Output Switchboard B | A1_2 | A1 | ABB | Unknown |  |  | Installed |  | 30175 | 2021-09-30 06:01
'+A1=462.222-XS023 | MCB -XS023 FRA UPS NR.2 B-SIDE | Electrical Distribution-Air Circuit Breaker | DFAS Campus | A1_221 | UPS Output Switchboard B | A1_2 | A1 | ABB | Unknown |  |  | Installed |  | 30174 | 2021-09-30 06:02
'+A1=462.222-XS024 | MCB -XS024 FRA UPS NR.3 B-SIDE | Electrical Distribution-Air Circuit Breaker | DFAS Campus | A1_221 | UPS Output Switchboard B | A1_2 | A1 | ABB | Unknown |  |  | Installed |  | 30173 | 2021-09-30 06:02
'+A1=462.231 | Switchboard STROMSKINNE WS-A | Electrical Distribution-Switchboard | DFAS Campus | A1_314 | UPS Output Switchboard-A | A1_3 | A1 | ELCOR | Unknown |  |  | Installed |  | 30324 | 2021-09-30 06:00
'+A1=462.231-GH100 | UPS A1_3 A Battery System | UPS-Battery String | DFAS Campus | A1_313 | Battery Room A | A1_3 | A1 | Unknown | Unknown |  |  | Installed | Tietoevry Norway AS | 30336 | 2021-09-30 06:01
'+A1=462.231-NB001 | UPS A1_3 A System | UPS-UPS Static | DFAS Campus | A1_315 | UPS Room A | A1_3 | A1 | ABB | Unknown |  |  | Installed | Tietoevry Norway AS | Unknown | 2021-09-30 06:02
'+A1=462.231-XQ020 | MCB -XQ020 STROMSKINNE 4X2500 WHITE SPACE A-SIDE | Electrical Distribution-Air Circuit Breaker | DFAS Campus | A1_314 | UPS Output Switchboard-A | A1_3 | A1 | ABB | Unknown |  |  | Installed |  | 30326 | 2021-09-30 06:02
'+A1=462.231-XQ025 | MCB -XQ025 LASTBANK A-SIDE | Electrical Distribution-Air Circuit Breaker | DFAS Campus | A1_314 | UPS Output Switchboard-A | A1_3 | A1 | ABB | Unknown |  |  | Installed |  | 30329 | 2021-09-30 06:01
'+A1=462.231-XS015 | MCB -XS015 BY-PASS FRA +A1=432.231 | Electrical Distribution-Air Circuit Breaker | DFAS Campus | A1_314 | UPS Output Switchboard-A | A1_3 | A1 | ABB | Unknown |  |  | Installed |  | 30327 | 2021-09-30 06:00
'+A1=462.231-XS021 | MCB -XS021 GRUPPEBRYTER FOR UPS FELT 06-07-08-09 | Electrical Distribution-Air Circuit Breaker | DFAS Campus | A1_314 | UPS Output Switchboard-A | A1_3 | A1 | ABB | Unknown |  |  | Installed |  | 30328 | 2021-09-30 06:00
'+A1=462.231-XS022 | MCB -XS022 FRA UPS NR.1 A-SIDE | Electrical Distribution-Air Circuit Breaker | DFAS Campus | A1_314 | UPS Output Switchboard-A | A1_3 | A1 | ABB | Unknown |  |  | Installed |  | 30332 | 2021-09-30 06:00
'+A1=462.231-XS023 | MCB -XS023 FRA UPS NR.2 A-SIDE | Electrical Distribution-Air Circuit Breaker | DFAS Campus | A1_314 | UPS Output Switchboard-A | A1_3 | A1 | ABB | Unknown |  |  | Installed |  | 30331 | 2021-09-30 06:00
'+A1=462.231-XS024 | MCB -XS024 FRA UPS NR.3 A-SIDE | Electrical Distribution-Air Circuit Breaker | DFAS Campus | A1_314 | UPS Output Switchboard-A | A1_3 | A1 | ABB | Unknown |  |  | Installed |  | 30330 | 2021-09-30 06:01
'+A1=462.232 | Switchboard STROMSKINNE WS-B (BUSBAR WS-B) | Electrical Distribution-Switchboard | DFAS Campus | A1_321 | UPS Output Switchboard-B | A1_3 | A1 | ELCOR | Unknown |  |  | Installed |  | 30352 | 2021-09-30 06:01
'+A1=462.232-GH100 | UPS A1_3 B Battery System | UPS-Battery String | DFAS Campus | A1_322 | Battery Room B | A1_3 | A1 | Unknown | Unknown |  |  | Installed | Tietoevry Norway AS | 30348 | 2021-09-30 06:00
'+A1=462.232-NB001 | UPS A1_3 B System | UPS-UPS Static | DFAS Campus | A1_323 | UPS Room B | A1_3 | A1 | ABB | Unknown |  |  | Installed | Tietoevry Norway AS | '+A1=462.232-NB001 | 2021-09-30 06:00
'+A1=462.232-XQ020 | MCB -XQ020 STROMSKINNE 4X2500 WHITE SPACE B-SIDE | Electrical Distribution-Air Circuit Breaker | DFAS Campus | A1_321 | UPS Output Switchboard-B | A1_3 | A1 | ABB | Unknown |  |  | Installed |  | 30353 | 2021-09-30 06:00
'+A1=462.232-XQ025 | MCB -XQ025 LASTBANK B-SIDE | Electrical Distribution-Air Circuit Breaker | DFAS Campus | A1_321 | UPS Output Switchboard-B | A1_3 | A1 | ABB | Unknown |  |  | Installed |  | 30356 | 2021-09-30 06:02
'+A1=462.232-XS015 | MCB -XS015 BY-PASS FRA +A1=432.232 | Electrical Distribution-Air Circuit Breaker | DFAS Campus | A1_321 | UPS Output Switchboard-B | A1_3 | A1 | ABB | Unknown |  |  | Installed |  | 30354 | 2021-09-30 06:01
'+A1=462.232-XS021 | MCB -XS021 GRUPPEBRYTER FOR UPS FELT 06-07-08-09 | Electrical Distribution-Air Circuit Breaker | DFAS Campus | A1_321 | UPS Output Switchboard-B | A1_3 | A1 | ABB | Unknown |  |  | Installed |  | 30355 | 2021-09-30 06:01
'+A1=462.232-XS022 | MCB -XS022 FRA UPS NR.1 B-SIDE | Electrical Distribution-Air Circuit Breaker | DFAS Campus | A1_321 | UPS Output Switchboard-B | A1_3 | A1 | ABB | Unknown |  |  | Installed |  | 30357 | 2021-09-30 06:01
'+A1=462.232-XS023 | MCB -XS023 FRA UPS NR.2 B-SIDE | Electrical Distribution-Air Circuit Breaker | DFAS Campus | A1_321 | UPS Output Switchboard-B | A1_3 | A1 | ABB | Unknown |  |  | Installed |  | 30358 | 2021-09-30 06:02
'+A1=462.232-XS024 | MCB -XS024 FRA UPS NR.3 B-SIDE | Electrical Distribution-Air Circuit Breaker | DFAS Campus | A1_321 | UPS Output Switchboard-B | A1_3 | A1 | ABB | Unknown |  |  | Installed |  | 30359 | 2021-09-30 06:02
'+A1=542.001-RR001 | Aspiration Fire Alarm Unit | Fire Alarm-Fire Aspiration | DFAS Campus | A1_127 | Technical Corridor | A1_1 | A1 | Fire Alarm Aspiration Sensing Technology | Unknown |  |  | Installed |  | 30037 | 2021-09-30 06:01
'+A1=542.001-RR002 | Aspiration Fire Alarm Unit | Fire Alarm-Fire Aspiration | DFAS Campus | A1_127 | Technical Corridor | A1_1 | A1 | Fire Alarm Aspiration Sensing Technology | Unknown |  |  | Installed |  | 30036 | 2021-09-30 06:01
'+A1=542.001-RR003 | Aspiration Fire Alarm Unit | Fire Alarm-Fire Aspiration | DFAS Campus | A1_119 | UPS Output Switchboard A | A1_1 | A1 | Fire Alarm Aspiration Sensing Technology | Unknown |  |  | Installed |  | 30051 | 2021-09-30 06:01
'+A1=542.001-RR004 | Aspiration Fire Alarm Unit | Fire Alarm-Fire Aspiration | DFAS Campus | A1_131 | UPS Output Switchboard B | A1_1 | A1 | Fire Alarm Aspiration Sensing Technology | Unknown |  |  | Installed |  | 30074 | 2021-09-30 06:01
'+A1=542.001-RR005 | Aspiration Fire Alarm Unit | Fire Alarm-Fire Aspiration | DFAS Campus | A1_126 | White Space Corridor | A1_1 | A1 | Fire Alarm Aspiration Sensing Technology | Unknown |  |  | Installed |  | 30104 | 2021-09-30 06:02
'+A1=542.001-RR006 | Aspiration Fire Alarm Unit | Fire Alarm-Fire Aspiration | DFAS Campus | A1_126 | White Space Corridor | A1_1 | A1 | Fire Alarm Aspiration Sensing Technology | Unknown |  |  | Installed |  | 30103 | 2021-09-30 06:02
'+A1=542.001-RR007 | Aspiration Fire Alarm Unit | Fire Alarm-Fire Aspiration | DFAS Campus | A1_126 | White Space Corridor | A1_1 | A1 | Fire Alarm Aspiration Sensing Technology | Unknown |  |  | Installed |  | 30102 | 2021-09-30 06:00
'+A1=542.001-RR008 | Aspiration Fire Alarm Unit | Fire Alarm-Fire Aspiration | DFAS Campus | A1_126 | White Space Corridor | A1_1 | A1 | Fire Alarm Aspiration Sensing Technology | Unknown |  |  | Installed |  | 30101 | 2021-09-30 06:00
'+A1=542.001-RR009 | Aspiration Fire Alarm Unit | Fire Alarm-Fire Aspiration | DFAS Campus | A1_126 | White Space Corridor | A1_1 | A1 | Fire Alarm Aspiration Sensing Technology | Unknown |  |  | Installed |  | 30100 | 2021-09-30 06:02
'+A1=542.001-RR010 | Aspiration Fire Alarm Unit | Fire Alarm-Fire Aspiration | DFAS Campus | A1_126 | White Space Corridor | A1_1 | A1 | Fire Alarm Aspiration Sensing Technology | Unknown |  |  | Installed |  | 30099 | 2021-09-30 06:01
'+A1=542.001-RR011 | Aspiration Fire Alarm Unit | Fire Alarm-Fire Aspiration | DFAS Campus | A1_126 | White Space Corridor | A1_1 | A1 | Fire Alarm Aspiration Sensing Technology | Unknown |  |  | Installed |  | 30098 | 2021-09-30 06:00
'+A1=542.001-RR014 | Aspiration Fire Alarm Unit | Fire Alarm-Fire Aspiration | DFAS Campus | A1_102 | CMMR-B | A1_1 | A1 | Fire Alarm Aspiration Sensing Technology | Unknown |  |  | Installed |  | 30108 | 2021-09-30 06:00
'+A1=542.001-RR015 | Aspiration Fire Alarm Unit | Fire Alarm-Fire Aspiration | DFAS Campus | A1_103 | FMMR-B | A1_1 | A1 | Fire Alarm Aspiration Sensing Technology | Unknown |  |  | Installed |  | 30110 | 2021-09-30 06:01
'+A1=542.001-RR016 | Aspiration Fire Alarm Unit | Fire Alarm-Fire Aspiration | DFAS Campus | A1_103 | FMMR-B | A1_1 | A1 | Fire Alarm Aspiration Sensing Technology | Unknown |  |  | Installed |  | 30111 | 2021-09-30 06:01
'+A1=542.001-RR017 | Aspiration Fire Alarm Unit | Fire Alarm-Fire Aspiration | DFAS Campus | A1_104 | FMMR-A | A1_1 | A1 | Unknown | Unknown |  |  | Installed |  | 30114 | 2021-09-30 06:01
'+A1=542.001-RR018 | Aspiration Fire Alarm Unit | Fire Alarm-Fire Aspiration | DFAS Campus | A1_104 | FMMR-A | A1_1 | A1 | Fire Alarm Aspiration Sensing Technology | Unknown |  |  | Installed |  | 30113 | 2021-09-30 06:01
'+A1=542.001-RR019 | Aspiration Fire Alarm Unit | Fire Alarm-Fire Aspiration | DFAS Campus | A1_105 | CMMR-A | A1_1 | A1 | Fire Alarm Aspiration Sensing Technology | Unknown |  |  | Installed |  | 30116 | 2021-09-30 06:00
'+A1=542.002-RR001 | Aspiration Fire Alarm Unit | Fire Alarm-Fire Aspiration | DFAS Campus | A1_220 | Technical Corridor | A1_2 | A1 | Fire Alarm Aspiration Sensing Technology | Unknown |  |  | Installed |  | 30137 | 2021-09-30 06:01
'+A1=542.002-RR002 | Aspiration Fire Alarm Unit | Fire Alarm-Fire Aspiration | DFAS Campus | A1_220 | Technical Corridor | A1_2 | A1 | Fire Alarm Aspiration Sensing Technology | Unknown |  |  | Installed |  | 30136 | 2021-09-30 06:00
'+A1=542.002-RR003 | Aspiration Fire Alarm Unit | Fire Alarm-Fire Aspiration | DFAS Campus | A1_214 | UPS Output Switchboard A | A1_2 | A1 | Fire Alarm Aspiration Sensing Technology | Unknown |  |  | Installed |  | 30135 | 2021-09-30 06:02
'+A1=542.003-RR001 | Aspiration Fire Alarm Unit | Fire Alarm-Fire Aspiration | DFAS Campus | AM_302 | Corridor | AM_3 | AM | Fire Alarm Aspiration Sensing Technology | Unknown |  |  | Installed |  | 30377 | 2021-09-30 06:01
'+A1=542.003-RR002 | Aspiration Fire Alarm Unit | Fire Alarm-Fire Aspiration | DFAS Campus | A1_320 | Technical Corridor | A1_3 | A1 | Fire Alarm Aspiration Sensing Technology | Unknown |  |  | Installed |  | 30362 | 2021-09-30 06:01
'+A1=542.003-RR003 | Aspiration Fire Alarm Unit | Fire Alarm-Fire Aspiration | DFAS Campus | A1_314 | UPS Output Switchboard-A | A1_3 | A1 | Fire Alarm Aspiration Sensing Technology | Unknown |  |  | Installed |  | 30334 | 2021-09-30 06:01
'+A1=542.003-RR004 | Aspiration Fire Alarm Unit | Fire Alarm-Fire Aspiration | DFAS Campus | A1_321 | UPS Output Switchboard-B | A1_3 | A1 | Fire Alarm Aspiration Sensing Technology | Unknown |  |  | Installed |  | 30351 | 2021-09-30 06:02
'+A1=542.003-RR005 | Aspiration Fire Alarm Unit | Fire Alarm-Fire Aspiration | DFAS Campus | A1_301 | White Space Corridor | A1_3 | A1 | Fire Alarm Aspiration Sensing Technology | Unknown |  |  | Installed |  | 30365 | 2021-09-30 06:01
'+A1=542.003-RR006 | Aspiration Fire Alarm Unit | Fire Alarm-Fire Aspiration | DFAS Campus | A1_301 | White Space Corridor | A1_3 | A1 | Fire Alarm Aspiration Sensing Technology | Unknown |  |  | Installed |  | 30366 | 2021-09-30 06:00
'+A1=542.003-RR007 | Aspiration Fire Alarm Unit | Fire Alarm-Fire Aspiration | DFAS Campus | A1_301 | White Space Corridor | A1_3 | A1 | Fire Alarm Aspiration Sensing Technology | Unknown |  |  | Installed |  | 30367 | 2021-09-30 06:01
'+A1=542.003-RR008 | Aspiration Fire Alarm Unit | Fire Alarm-Fire Aspiration | DFAS Campus | A1_301 | White Space Corridor | A1_3 | A1 | Fire Alarm Aspiration Sensing Technology | Unknown |  |  | Installed |  | 30368 | 2021-09-30 06:02
'+A1=542.003-RR009 | Aspiration Fire Alarm Unit | Fire Alarm-Fire Aspiration | DFAS Campus | A1_301 | White Space Corridor | A1_3 | A1 | Fire Alarm Aspiration Sensing Technology | Unknown |  |  | Installed |  | 30369 | 2021-09-30 06:02
'+A1=542.003-RR010 | Aspiration Fire Alarm Unit | Fire Alarm-Fire Aspiration | DFAS Campus | A1_301 | White Space Corridor | A1_3 | A1 | Fire Alarm Aspiration Sensing Technology | Unknown |  |  | Installed |  | 30370 | 2021-09-30 06:01
'+A1=542.003-RR011 | Aspiration Fire Alarm Unit | Fire Alarm-Fire Aspiration | DFAS Campus | A1_301 | White Space Corridor | A1_3 | A1 | Fire Alarm Aspiration Sensing Technology | Unknown |  |  | Installed |  | 30371 | 2021-09-30 06:01
'+A1=542.003-RR012 | Aspiration Fire Alarm Unit | Fire Alarm-Fire Aspiration | DFAS Campus | A1_301 | White Space Corridor | A1_3 | A1 | Fire Alarm Aspiration Sensing Technology | Unknown |  |  | Installed |  | 30372 | 2021-09-30 06:02
'+A1=542.003-RR013 | Aspiration Fire Alarm Unit | Fire Alarm-Fire Aspiration | DFAS Campus | AM_321 | FMMR-B | AM_3 | AM | Fire Alarm Aspiration Sensing Technology | Unknown |  |  | Installed |  | 30381 | 2021-09-30 06:01
'+A1=542.011-OS001 | Fire Panel System 1 | Fire Alarm-Fire Panel | DFAS Campus | A1_101 | Corridor | A1_1 | A1 | Eltek | Unknown |  |  | Installed |  | 30107 | 2021-09-30 06:01
'+A1=542.121-OU002 | Fire Panel System 6 | Fire Alarm-Fire Panel | DFAS Campus | A1_201 | White Space Corridor | A1_2 | A1 | Eltek | Unknown |  |  | Installed |  | 30229 | 2021-09-30 06:02
'+A1=542.121-RR004 | Aspiration Fire Alarm Unit | Fire Alarm-Fire Aspiration | DFAS Campus | A1_221 | UPS Output Switchboard B | A1_2 | A1 | Fire Alarm Aspiration Sensing Technology | Unknown |  |  | Installed |  | 30138 | 2021-09-30 06:00
'+A1=542.121-RR005 | Aspiration Fire Alarm Unit | Fire Alarm-Fire Aspiration | DFAS Campus | A1_201 | White Space Corridor | A1_2 | A1 | Fire Alarm Aspiration Sensing Technology | Unknown |  |  | Installed |  | 30134 | 2021-09-30 06:02
'+A1=542.121-RR006 | Aspiration Fire Alarm Unit | Fire Alarm-Fire Aspiration | DFAS Campus | A1_201 | White Space Corridor | A1_2 | A1 | Fire Alarm Aspiration Sensing Technology | Unknown |  |  | Installed |  | 30133 | 2021-09-30 06:00
'+A1=542.121-RR007 | Aspiration Fire Alarm Unit | Fire Alarm-Fire Aspiration | DFAS Campus | A1_201 | White Space Corridor | A1_2 | A1 | Fire Alarm Aspiration Sensing Technology | Unknown |  |  | Installed |  | 30132 | 2021-09-30 06:01
'+A1=542.121-RR008 | Aspiration Fire Alarm Unit | Fire Alarm-Fire Aspiration | DFAS Campus | A1_201 | White Space Corridor | A1_2 | A1 | Fire Alarm Aspiration Sensing Technology | Unknown |  |  | Installed |  | 30131 | 2021-09-30 06:01
'+A1=542.121-RR009 | Aspiration Fire Alarm Unit | Fire Alarm-Fire Aspiration | DFAS Campus | A1_201 | White Space Corridor | A1_2 | A1 | Fire Alarm Aspiration Sensing Technology | Unknown |  |  | Installed |  | 30130 | 2021-09-30 06:00
'+A1=542.121-RR010 | Aspiration Fire Alarm Unit | Fire Alarm-Fire Aspiration | DFAS Campus | A1_201 | White Space Corridor | A1_2 | A1 | Fire Alarm Aspiration Sensing Technology | Unknown |  |  | Installed |  | 30129 | 2021-09-30 06:00
'+A1=542.121-RR011 | Aspiration Fire Alarm Unit | Fire Alarm-Fire Aspiration | DFAS Campus | A1_201 | White Space Corridor | A1_2 | A1 | Fire Alarm Aspiration Sensing Technology | Unknown |  |  | Installed |  | 30128 | 2021-09-30 06:01
'+A1=542.121-RR012 | Aspiration Fire Alarm Unit | Fire Alarm-Fire Aspiration | DFAS Campus | A1_201 | White Space Corridor | A1_2 | A1 | Fire Alarm Aspiration Sensing Technology | Unknown |  |  | Installed |  | 30127 | 2021-09-30 06:01
'+A1=542.131-OU001 | Fire Panel System 7 | Fire Alarm-Fire Panel | DFAS Campus | A1_301 | White Space Corridor | A1_3 | A1 | Eltek | Unknown |  |  | Installed |  | 30373 | 2021-09-30 06:00
'+A1=542.PS-01 | Power Supply Unit for Fire Systems | Fire Alarm-Fire Power Supply | DFAS Campus | A1_119 | UPS Output Switchboard A | A1_1 | A1 | Pulsar | Unknown |  |  | Installed |  | 30048 | 2021-09-30 06:01
'+A1=542.PS-02 | Power Supply Unit for Fire Systems | Fire Alarm-Fire Power Supply | DFAS Campus | A1_127 | Technical Corridor | A1_1 | A1 | Pulsar | Unknown |  |  | Installed |  | 30038 | 2021-09-30 06:02
'+A1=542.PS-03 | Power Supply Unit for Fire Systems | Fire Alarm-Fire Power Supply | DFAS Campus | A1_101 | Corridor | A1_1 | A1 | Pulsar | Unknown |  |  | Installed |  | 30106 | 2021-09-30 06:00
'+A1=542.PS-05 | Power Supply Unit for Fire Systems | Fire Alarm-Fire Power Supply | DFAS Campus | A1_104 | FMMR-A | A1_1 | A1 | Pulsar | Unknown |  |  | Installed |  | 30115 | 2021-09-30 06:02
'+A1=543.003-RR014 | Aspiration Fire Alarm Unit | Fire Alarm-Fire Aspiration | DFAS Campus | AM_316 | FMMR-A | AM_3 | AM | Fire Alarm Aspiration Sensing Technology | Unknown |  |  | Installed |  | 30380 | 2021-09-30 06:01
'+A1=562.111 | BMS Sub-panel | BMS Equipment-BMS Outstation | DFAS Campus | A1_123 | Munters Corridor | A1_1 | A1 | IME | Unknown |  |  | Installed |  | 30242 | 2021-09-30 06:02
'+A1=562.112 | BMS Sub-panel | BMS Equipment-BMS Outstation | DFAS Campus | A1_126 | White Space Corridor | A1_1 | A1 | Unknown | Unknown |  |  | Installed |  | 30105 | 2021-09-30 06:02
'+A1=562.121 | BMS Sub-panel | BMS Equipment-BMS Outstation | DFAS Campus | A1_204 | Munters Corridor | A1_2 | A1 | IME | Unknown |  |  | Installed |  | 30233 | 2021-09-30 06:00
'+A1=562.122 | BMS Sub-panel | BMS Equipment-BMS Outstation | DFAS Campus | A1_201 | White Space Corridor | A1_2 | A1 | IME | Unknown |  |  | Installed |  | 30226 | 2021-09-30 06:01
'+A1=562.123 | BMS Sub-panel | BMS Equipment-BMS Outstation | DFAS Campus | A1_204 | Munters Corridor | A1_2 | A1 | IME | Unknown |  |  | Installed |  | 30459 | 2021-09-30 06:00
'+A1=562.124 | BMS Sub-panel | BMS Equipment-BMS Outstation | DFAS Campus | A1_201 | White Space Corridor | A1_2 | A1 | IME | Unknown |  |  | Installed |  | 30441 | 2021-09-30 06:01
'+A1=562.131 | BMS Sub-panel | BMS Equipment-BMS Outstation | DFAS Campus | A1_316 | Munters Corridor | A1_3 | A1 | IME | Unknown |  |  | Installed |  | 30268 | 2021-09-30 06:01
'+A1=562.132 | BMS Sub-panel | BMS Equipment-BMS Outstation | DFAS Campus | A1_301 | White Space Corridor | A1_3 | A1 | IME | Unknown |  |  | Installed |  | 30376 | 2021-09-30 06:00
'+A2=214-KW052 | Heating Electrical Panel Radiator | Heating Equipment-Electric Panel Heater | DFAS Campus | A2_114 | Water Plant Room | A2_1 | A2 | Glamox Heating | Unknown |  |  | Installed |  | Missing | 2021-09-30 06:00
'+A2=234.011-DU001 | Restricted Access Exterior Door | Physical Security-Security Door | DFAS Campus | AM_127 | Reception Area | A3_1 | A3 | Unknown | Unknown |  |  | Installed |  | '+A2234.011-DU001 | 2021-09-30 06:00
'+A2=234.012-DP001 | Restricted Access Exterior Gate | Physical Security-Gate | DFAS Campus | A2_001 | Generators | A2_0 | A2 | Unknown | Unknown |  |  | Installed |  | '+A2234.012-DP001 | 2021-09-30 06:02
'+A2=244.111-DB001 | Interior Fire Door, A WS | Fire Isolation-Fire Door | DFAS Campus | A2_310 | Air Handling Plant Area | A2_3 | A2 | Unknown | Unknown |  |  | Installed |  | '+A2244.111-DB001 | 2021-09-30 06:01
'+A2=244.111-DI001 | Restricted Access Interior Door, A WS | Physical Security-Security Door | DFAS Campus | AM_101 | Corridor (Reception) | AM_1 | AM | Unknown | Unknown |  |  | Installed |  | '+A2244.111-DI001 | 2021-09-30 06:00
'+A2=263.001-DL001 | Fire Hatch | Fire Isolation-Fire Hatch | DFAS Campus | A2_324 | Stair 5 | A2_3 | A2 | Unknown | Unknown |  |  | Installed |  | '+A2=263.001-DL001 | 2021-09-30 06:01
'+A2=331.211-UO001T | Hose Reel | Fire Prevention-Fire Hose | DFAS Campus | A2_122 | Airlock | A2_1 | A2 | Unknown | Unknown |  |  | Installed |  | '+A2331.211-UO001T | 2021-09-30 06:02
'+A2=331.221-UO001T | Hose Reels | PMS Equipment-Power Meter | DFAS Campus | A2_226 | Airlock | A2_2 | A2 | Unknown | Unknown |  |  | Installed |  |  | 2021-09-30 06:02
'+A2=333.410 | Water Mist System | Fire Prevention-Water Mist System | DFAS Campus | A2_114 | Water Plant Room | A2_1 | A2 |  | Unknown |  |  | Installed |  | Missing | 2021-09-30 06:02
'+A2=335.131 | Novec 1230 WS, Level 3 | Fire Prevention-Fire Suppression | DFAS Campus | A2_302 | White Space (OSL20 - F03C01) | A2_3 | A2 | Unknown | Unknown |  |  | Installed |  |  | 2021-09-30 06:01
'+A2=335.221 | Novec Gas Suppression | Fire Prevention-Fire Suppression | DFAS Campus | A2_216 | Main Input Switchboard A | A2_2 | A2 | Unknown | Unknown |  |  | Installed |  |  | 2021-09-30 06:02
'+A2=339.111-XZ001 | Hypoxic Monitoring Unit - I/O MODUL | Fire Prevention-Hypoxic Monitoring | DFAS Campus | A2_123 | Munters Corridor | A2_1 | A2 | Hypoxic Technologies | Unknown |  |  | Installed |  | '+A2339.211-OU001 | 2021-09-30 06:02
'+A2=339.211RY001 | Hypoxic O2 Detector | Fire Prevention-Hypoxic Monitoring | DFAS Campus | A2_124 | White Space | A2_1 | A2 | Unknown | Unknown |  |  | Installed |  | '+A2339.211RY001 | 2021-09-30 06:01
'+A2=339.211RY002 | Hypoxic O2 Detector | Fire Prevention-Hypoxic Monitoring | DFAS Campus | A2_124 | White Space | A2_1 | A2 | Unknown | Unknown |  |  | Installed |  | '+A2339.211RY002 | 2021-09-30 06:01
'+A2=339.211RY003 | Hypoxic O2 Detector | Fire Prevention-Hypoxic Monitoring | DFAS Campus | A1_123 | Munters Corridor | A1_1 | A1 | Unknown | Unknown |  |  | Installed |  | '+A2339.211RY003 | 2021-09-30 06:00
'+A2=339.211RY004 | Hypoxic O2 Detector | Fire Prevention-Hypoxic Monitoring | DFAS Campus | A1_123 | Munters Corridor | A1_1 | A1 | Unknown | Unknown |  |  | Installed |  | '+A2339.211RY004 | 2021-09-30 06:02
'+A2=339.231-IV001 | ADOX 1500 Hypoxic Generator A | Fire Prevention-Hypoxic Generator | DFAS Campus | A2_311 | Hypoxic HVAC Room A | A2_3 | A2 | Isolcell | Unknown |  |  | Installed |  | 30408 | 2021-09-30 06:00
'+A2=339.231-IV002 | ADOX 1500 Hypoxic Generator B | Fire Prevention-Hypoxic Generator | DFAS Campus | A2_319 | Hypoxic HVAC Room B | A2_3 | A2 | Isolcell | Unknown |  |  | Installed |  | 30412 | 2021-09-30 06:02
'+A2=353.010 | IEC Units A2_1 | Cooling-IEC System | DFAS Campus | A2_107 | Air Handling Plant Area | A2_1 | A2 | Munters Belgium | Unknown |  |  | Installed |  | '+A2=353.010 | 2021-09-30 06:00
'+A2=353.020 | IEC Units A2_2 | Cooling-IEC System | DFAS Campus | A2_205 | Air Handling Plant Area | A2_2 | A2 | Unknown | Unknown |  |  | Installed |  | '+A2=353.020 | 2021-09-30 06:00
'+A2=353.030 | IEC Units A2_3 (incl. Units in A3_302) | Cooling-IEC System | DFAS Campus | A2_310 | Air Handling Plant Area | A2_3 | A2 | Munters Belgium | Unknown |  |  | Installed |  | '+A2=353.030 | 2021-09-30 06:01
'+A2=353.111-IK001 | Munters Unit A2_1_1 | Cooling-IEC | DFAS Campus | A2_107 | Air Handling Plant Area | A2_1 | A2 | Munters Belgium | Unknown |  |  | Installed |  | Missing | 2021-09-30 06:01
'+A2=353.112-IK001 | Munters Unit A2_1_2 | Cooling-IEC | DFAS Campus | A2_107 | Air Handling Plant Area | A2_1 | A2 | Munters Belgium | Unknown |  |  | Installed |  | Missing | 2021-09-30 06:00
'+A2=353.113-IK001 | Munters Unit A2_1_3 | Cooling-IEC | DFAS Campus | A2_107 | Air Handling Plant Area | A2_1 | A2 | Munters Belgium | Unknown |  |  | Installed |  | Missing | 2021-09-30 06:01
'+A2=353.114-IK001 | Munters Unit A2_1_4 | Cooling-IEC | DFAS Campus | A2_107 | Air Handling Plant Area | A2_1 | A2 | Munters Belgium | Unknown |  |  | Installed |  | Missing | 2021-09-30 06:01
'+A2=353.115-IK001 | Munters Unit A2_1_5 | Cooling-IEC | DFAS Campus | A2_107 | Air Handling Plant Area | A2_1 | A2 | Munters Belgium | Unknown |  |  | Installed |  | Missing | 2021-09-30 06:01
'+A2=353.116-IK001 | Munters Unit A2_1_6 | Cooling-IEC | DFAS Campus | A2_107 | Air Handling Plant Area | A2_1 | A2 | Munters Belgium | Unknown |  |  | Installed |  | Missing | 2021-09-30 06:01
'+A2=353.117-IK001 | Munters Unit A2_1_7 | Cooling-IEC | DFAS Campus | A2_107 | Air Handling Plant Area | A2_1 | A2 | Munters Belgium | Unknown |  |  | Installed |  | Missing | 2021-09-30 06:00
'+A2=353.120 | IEC Unit A2_2_0 (Edpac) | Cooling-IEC | DFAS Campus | A2_205 | Air Handling Plant Area | A2_2 | A2 | Unknown | Unknown |  |  | Installed |  | '+A2=353.120 | 2021-09-30 06:01
'+A2=353.122-IK001 | IEC Unit A2_2_1 (Munters) | Cooling-IEC | DFAS Campus | A2_205 | Air Handling Plant Area | A2_2 | A2 | Munters Belgium | Unknown |  |  | Installed |  | 30712 | 2021-09-30 06:00
'+A2=353.122-IK001(121) | IEC Unit A2_2_2 (Munters) | Cooling-IEC | DFAS Campus | A2_205 | Air Handling Plant Area | A2_2 | A2 | Munters Belgium | Unknown |  |  | Installed |  | 30713 | 2021-09-30 06:01
'+A2=353.123-IK001 | IEC Unit A2_2_3 (Munters) | Cooling-IEC | DFAS Campus | A2_205 | Air Handling Plant Area | A2_2 | A2 | Munters Belgium | Unknown |  |  | Installed |  | 30711 | 2021-09-30 06:00
'+A2=353.124-IK001 | IEC Unit A2_2_4 (Munters) | Cooling-IEC | DFAS Campus | A2_205 | Air Handling Plant Area | A2_2 | A2 | Munters Belgium | Unknown |  |  | Installed |  | 30710 | 2021-09-30 06:01
'+A2=353.125-IK001 | IEC Unit A2_2_5 (Munters) | Cooling-IEC | DFAS Campus | A2_205 | Air Handling Plant Area | A2_2 | A2 | Munters Belgium | Unknown |  |  | Installed |  | 30709 | 2021-09-30 06:02
'+A2=353.126-IK001 | IEC Unit A2_2_6 (Munters) | Cooling-IEC | DFAS Campus | A2_205 | Air Handling Plant Area | A2_2 | A2 | Munters Belgium | Unknown |  |  | Installed |  | 30708 | 2021-09-30 06:02
'+A2=353.127-IK001 | IEC Unit A2_2_7 (Munters) | Cooling-IEC | DFAS Campus | A2_205 | Air Handling Plant Area | A2_2 | A2 | Munters Belgium | Unknown |  |  | Installed |  | 30707 | 2021-09-30 06:01
'+A2=353.128 | IEC Unit A2_2_8 (Edpac) | Cooling-IEC | DFAS Campus | A2_205 | Air Handling Plant Area | A2_2 | A2 | Unknown | Unknown |  |  | Installed |  | '+A2=353.128 | 2021-09-30 06:01
'+A2=353.129 | IEC Unit A2_2_9 (Edpac) | Cooling-IEC | DFAS Campus | A2_205 | Air Handling Plant Area | A2_2 | A2 | Unknown | Unknown |  |  | Installed |  | '+A2=353.129 | 2021-09-30 06:00
'+A2=353.131-IK001 | Munters Unit A2_3_1 | Cooling-IEC | DFAS Campus | A2_310 | Air Handling Plant Area | A2_3 | A2 | Munters Belgium | Unknown |  |  | Installed |  | 30706 | 2021-09-30 06:00
'+A2=353.132-IK001 | Munters Unit A2_3_2 | Cooling-IEC | DFAS Campus | A2_310 | Air Handling Plant Area | A2_3 | A2 | Munters Belgium | Unknown |  |  | Installed |  | 30705 | 2021-09-30 06:01
'+A2=353.133-IK001 | Munters Unit A2_3_3 | Cooling-IEC | DFAS Campus | A2_310 | Air Handling Plant Area | A2_3 | A2 | Munters Belgium | Unknown |  |  | Installed |  | 30704 | 2021-09-30 06:00
'+A2=353.134-IK001 | Munters Unit A2_3_4 | Cooling-IEC | DFAS Campus | A2_310 | Air Handling Plant Area | A2_3 | A2 | Munters Belgium | Unknown |  |  | Installed |  | 30703 | 2021-09-30 06:00
'+A2=353.135-IK001 | Munters Unit A2_3_5 | Cooling-IEC | DFAS Campus | A2_310 | Air Handling Plant Area | A2_3 | A2 | Munters Belgium | Unknown |  |  | Installed |  | 30702 | 2021-09-30 06:02
'+A2=353.136-IK001 | Munters Unit A2_3_6 | Cooling-IEC | DFAS Campus | A2_310 | Air Handling Plant Area | A2_3 | A2 | Munters Belgium | Unknown |  |  | Installed |  | 30701 | 2021-09-30 06:00
'+A2=353.137-IK001 | Munters Unit A2_3_7 | Cooling-IEC | DFAS Campus | A2_310 | Air Handling Plant Area | A2_3 | A2 | Munters Belgium | Unknown |  |  | Installed |  | 30700 | 2021-09-30 06:00
'+A2=353.211-LF001 | Indoor Unit DX | Cooling-DX Unit | DFAS Campus | A2_118 | Battery Room A | A2_1 | A2 | Samsung | Unknown |  |  | Installed |  |  | 2021-09-30 06:00
'+A2=353.211-LK001 | Outdoor Unit DX | Cooling-DX Unit | DFAS Campus | A2_117 | Main Input Switchboard A | A2_1 | A2 | Samsung | Unknown |  |  | Installed |  |  | 2021-09-30 06:00
'+A2=353.211-LR401 | Variable Frequency Drive, Supply Fan 1 | Power Control-VFD | DFAS Campus | A2_120 | UPS Room A | A2_1 | A2 | Danfoss | Unknown |  |  | Installed |  | 30433 | 2021-09-30 06:00
'+A2=353.211-LR402 | Variable Frequency Drive, Supply Fan 2 | Power Control-VFD | DFAS Campus | A2_120 | UPS Room A | A2_1 | A2 | Danfoss | Unknown |  |  | Installed |  | 30434 | 2021-09-30 06:02
'+A2=353.211-LR501 | Variable Frequency Drive, Extract Fan 1 | Power Control-VFD | DFAS Campus | A2_120 | UPS Room A | A2_1 | A2 | Danfoss | Unknown |  |  | Installed |  | 30435 | 2021-09-30 06:00
'+A2=353.211-LR502 | Variable Frequency Drive, Extract Fan 2 | Power Control-VFD | DFAS Campus | A2_120 | UPS Room A | A2_1 | A2 | Danfoss | Unknown |  |  | Installed |  | 30436 | 2021-09-30 06:00
'+A2=353.212-LF001 | Indoor Unit DX | Cooling-DX Unit | DFAS Campus | A2_130 | Battery Room B | A2_1 | A2 | Samsung | Unknown |  |  | Installed |  |  | 2021-09-30 06:01
'+A2=353.212-LK001 | Outdoor Unit DX | Cooling-DX Unit | DFAS Campus | A2_129 | Main Input Switchboard B | A2_1 | A2 | Samsung | Unknown |  |  | Installed |  |  | 2021-09-30 06:02
'+A2=353.212-LR401 | Variable Frequency Drive, Supply Fan 1 | Power Control-VFD | DFAS Campus | A2_132 | UPS Room B | A2_1 | A2 | Danfoss | Unknown |  |  | Installed |  | 30437 | 2021-09-30 06:01
'+A2=353.212-LR402 | Variable Frequency Drive, Supply Fan 2 | Power Control-VFD | DFAS Campus | A2_132 | UPS Room B | A2_1 | A2 | Danfoss | Unknown |  |  | Installed |  | 30438 | 2021-09-30 06:00
'+A2=353.212-LR501 | Variable Frequency Drive, Extract Fan 1 | Power Control-VFD | DFAS Campus | A2_132 | UPS Room B | A2_1 | A2 | Danfoss | Unknown |  |  | Installed |  | 30439 | 2021-09-30 06:01
'+A2=353.212-LR502 | Variable Frequency Drive, Extract Fan 2 | Power Control-VFD | DFAS Campus | A2_132 | UPS Room B | A2_1 | A2 | Danfoss | Unknown |  |  | Installed |  | 30440 | 2021-09-30 06:00
'+A2=353.221-LF001 | Indoor Unit DX | Cooling-DX Unit | DFAS Campus | A2_215 | Battery Room A | A2_2 | A2 | Samsung | Unknown |  |  | Installed |  | Unknown | 2021-09-30 06:01
'+A2=353.221-LK001 | Outdoor Unit DX | Cooling-DX Unit | DFAS Campus | A2_216 | Main Input Switchboard A | A2_2 | A2 | Samsung | Unknown |  |  | Installed |  |  | 2021-09-30 06:02
'+A2=353.221-LR401 | Variable Frequency Drive, Supply Fan 1 | Power Control-VFD | DFAS Campus | A2_217 | UPS Room A | A2_2 | A2 | Danfoss | Unknown |  |  | Installed |  | 30425 | 2021-09-30 06:00
'+A2=353.221-LR402 | Variable Frequency Drive, Supply Fan 2 | Power Control-VFD | DFAS Campus | A2_217 | UPS Room A | A2_2 | A2 | Danfoss | Unknown |  |  | Installed |  | 30426 | 2021-09-30 06:00
'+A2=353.221-LR501 | Variable Frequency Drive, Extract Fan 1 | Power Control-VFD | DFAS Campus | A2_217 | UPS Room A | A2_2 | A2 | Danfoss | Unknown |  |  | Installed |  | 30427 | 2021-09-30 06:00
'+A2=353.221-LR502 | Variable Frequency Drive, Extract Fan 2 | Power Control-VFD | DFAS Campus | A2_217 | UPS Room A | A2_2 | A2 | Danfoss | Unknown |  |  | Installed |  | 30428 | 2021-09-30 06:01
'+A2=353.222-LF001 | Indoor Unit DX | Cooling-DX Unit | DFAS Campus | A2_222 | Battery Room B | A2_2 | A2 | Samsung | Unknown |  |  | Installed |  |  | 2021-09-30 06:02
'+A2=353.222-LK001 | Outdoor Unit DX | Cooling-DX Unit | DFAS Campus | A2_218 | Main Input Switchboard B | A2_2 | A2 | Samsung | Unknown |  |  | Installed |  |  | 2021-09-30 06:00
'+A2=353.222-LR401 | Variable Frequency Drive, Supply Fan 1 | Power Control-VFD | DFAS Campus | A2_223 | UPS Room B | A2_2 | A2 | Danfoss | Unknown |  |  | Installed |  | 30429 | 2021-09-30 06:02
'+A2=353.222-LR402 | Variable Frequency Drive, Supply Fan 2 | Power Control-VFD | DFAS Campus | A2_223 | UPS Room B | A2_2 | A2 | Danfoss | Unknown |  |  | Installed |  | 30430 | 2021-09-30 06:00
'+A2=353.222-LR501 | Variable Frequency Drive, Extract Fan 1 | Power Control-VFD | DFAS Campus | A2_223 | UPS Room B | A2_2 | A2 | Danfoss | Unknown |  |  | Installed |  | 30431 | 2021-09-30 06:01
'+A2=353.222-LR502 | Variable Frequency Drive, Extract Fan 2 | Power Control-VFD | DFAS Campus | A2_223 | UPS Room B | A2_2 | A2 | Danfoss | Unknown |  |  | Installed |  | 30432 | 2021-09-30 06:02
'+A2=353.231-LF001 | Indoor Unit DX | Cooling-DX Unit | DFAS Campus | A2_313 | Battery Room A | A2_3 | A2 | Samsung | Unknown |  |  | Installed |  |  | 2021-09-30 06:00
'+A2=353.231-LK001 | Outdoor Unit DX | Cooling-DX Unit | DFAS Campus | A2_312 | Main Input Switchboard A | A2_3 | A2 | Samsung | Unknown |  |  | Installed |  |  | 2021-09-30 06:02
'+A2=353.231-LR401 | Variable Frequency Drive | Power Control-VFD | DFAS Campus | A2_315 | UPS Room A | A2_3 | A2 | Danfoss | Unknown |  |  | Installed |  | 30420 | 2021-09-30 06:01
'+A2=353.231-LR402 | Variable Frequency Drive | Power Control-VFD | DFAS Campus | A2_315 | UPS Room A | A2_3 | A2 | Danfoss | Unknown |  |  | Installed |  | 30419 | 2021-09-30 06:00
'+A2=353.231-LR501 | Variable Frequency Drive | Power Control-VFD | DFAS Campus | A2_315 | UPS Room A | A2_3 | A2 | Danfoss | Unknown |  |  | Installed |  | 30418 | 2021-09-30 06:01
'+A2=353.231-LR502 | Variable Frequency Drive | Power Control-VFD | DFAS Campus | A2_315 | UPS Room A | A2_3 | A2 | Danfoss | Unknown |  |  | Installed |  | 30417 | 2021-09-30 06:02
'+A2=353.232-LF001 | Indoor Unit DX | Cooling-DX Unit | DFAS Campus | A2_322 | Battery Room B | A2_3 | A2 | Samsung | Unknown |  |  | Installed |  |  | 2021-09-30 06:00
'+A2=353.232-LK001 | Outdoor Unit DX | Cooling-DX Unit | DFAS Campus | A2_318 | Main Input Switchboard B | A2_3 | A2 | Samsung | Unknown |  |  | Installed |  |  | 2021-09-30 06:00
'+A2=353.611-LR401 | Variable Frequency Drive | Power Control-VFD | DFAS Campus | A2_123 | Munters Corridor | A2_1 | A2 | Danfoss | Unknown |  |  | Installed |  |  | 2021-09-30 06:01
'+A2=353.611-LR402 | Variable Frequency Drive | Power Control-VFD | DFAS Campus | A2_123 | Munters Corridor | A2_1 | A2 | Danfoss | Unknown |  |  | Installed |  |  | 2021-09-30 06:02
'+A2=360.131 | Air Handling Unit | Air Conditioning-AHU | DFAS Campus | A2_327 | Air Handling White Space | A2_3 | A2 | Unknown | Unknown |  |  | Installed |  | '+A2=360.131 | 2021-09-30 06:02
'+A2=360.211-JV401 | Axial Supply Fan 1 | Air Conditioning-Axial Fan | DFAS Campus | A2_118 | Battery Room A | A2_1 | A2 | Flakt Woods | Unknown |  |  | Installed |  | '+A2360.211-JV401 | 2021-09-30 06:01
'+A2=360.211-JV402 | Axial Supply Fan 2 | Air Conditioning-Axial Fan | DFAS Campus | A2_118 | Battery Room A | A2_1 | A2 | Flakt Woods | Unknown |  |  | Installed |  | '+A2360.211-JV402 | 2021-09-30 06:00
'+A2=360.211-JV501 | Axial Extract Fan 1 | Air Conditioning-Axial Fan | DFAS Campus | A2_118 | Battery Room A | A2_1 | A2 | Flakt Woods | Unknown |  |  | Installed |  | '+A2360.211-JV501 | 2021-09-30 06:02
'+A2=360.211-JV502 | Axial Extract Fan 2 | Air Conditioning-Axial Fan | DFAS Campus | A2_118 | Battery Room A | A2_1 | A2 | Flakt Woods | Unknown |  |  | Installed |  | '+A2360.211-JV502 | 2021-09-30 06:02
'+A2=360.211-JV503 | Battery Room Extract Fan | Air Conditioning-Axial Fan | DFAS Campus | A2_118 | Battery Room A | A2_1 | A2 | SystemAir | Unknown |  |  | Installed |  | '+A2360.211-JV503 | 2021-09-30 06:00
'+A2=360.211-SZ503 | Fire Valve, Extract Fan Battery Room | Air Conditioning-Axial Fan | DFAS Campus | A2_118 | Battery Room A | A2_1 | A2 | Unknown | Unknown |  |  | Installed |  | '+A2360.211-SZ503 | 2021-09-30 06:02
'+A2=360.212-JV401 | Axial Supply Fan 1 | Air Conditioning-Axial Fan | DFAS Campus | A2_130 | Battery Room B | A2_1 | A2 | Flakt Woods | Unknown |  |  | Installed |  | '+A2360.212-JV401 | 2021-09-30 06:01
'+A2=360.212-JV402 | Axial Supply Fan 2 | Air Conditioning-Axial Fan | DFAS Campus | A2_130 | Battery Room B | A2_1 | A2 | Flakt Woods | Unknown |  |  | Installed |  | '+A2360.212-JV402 | 2021-09-30 06:00
'+A2=360.212-JV501 | Axial Extract Fan 1 | Air Conditioning-Axial Fan | DFAS Campus | A2_130 | Battery Room B | A2_1 | A2 | Flakt Woods | Unknown |  |  | Installed |  | '+A2360.212-JV501 | 2021-09-30 06:00
'+A2=360.212-JV502 | Axial Extract Fan 2 | Air Conditioning-Axial Fan | DFAS Campus | A2_130 | Battery Room B | A2_1 | A2 | Flakt Woods | Unknown |  |  | Installed |  | '+A2360.212-JV502 | 2021-09-30 06:01
'+A2=360.212-JV503 | Battery Room Extract Fan | Air Conditioning-Axial Fan | DFAS Campus | A2_130 | Battery Room B | A2_1 | A2 | SystemAir | Unknown |  |  | Installed |  | '+A2360.212-JV503 | 2021-09-30 06:00
'+A2=360.212-SZ401 | Fire Valve, Supply Fans 1, 2 | Air Conditioning-Axial Fan | DFAS Campus | A2_130 | Battery Room B | A2_1 | A2 | Unknown | Unknown |  |  | Installed |  | '+A2360.212-SZ401 | 2021-09-30 06:00
'+A2=360.212-SZ501 | Fire Valve, Extract Fans 1, 2 | Air Conditioning-Axial Fan | DFAS Campus | A2_130 | Battery Room B | A2_1 | A2 | Unknown | Unknown |  |  | Installed |  | '+A2360.212-SZ501 | 2021-09-30 06:01
'+A2=360.212-SZ503 | Fire Valve, Extract Fan Battery Room | Air Conditioning-Axial Fan | DFAS Campus | A2_130 | Battery Room B | A2_1 | A2 | Unknown | Unknown |  |  | Installed |  | '+A2360.212-SZ503 | 2021-09-30 06:00
'+A2=360.221-IV001 | Ventilation Air Handling Unit, UPS Room A | Air Conditioning-Axial Fan | DFAS Campus | A2_217 | UPS Room A | A2_2 | A2 | Flakt Woods | Unknown |  |  | Installed |  | '+A2360.221-IV001 | 2021-09-30 06:00
'+A2=360.221-IV002 | Ventilation Aggregate, Battery Room A | Air Conditioning-Axial Fan | DFAS Campus | A2_217 | UPS Room A | A2_2 | A2 | Flakt Woods | Unknown |  |  | Installed |  | '+A2360.221-IV002 | 2021-09-30 06:01
'+A2=360.221-JV401 | Axial Supply Fan 1 | Air Conditioning-Axial Fan | DFAS Campus | A2_217 | UPS Room A | A2_2 | A2 | Flakt Woods | Unknown |  |  | Installed |  | '+A2360.221-JV401 | 2021-09-30 06:01
'+A2=360.221-JV402 | Axial Supply Fan 2 | Air Conditioning-Axial Fan | DFAS Campus | A2_217 | UPS Room A | A2_2 | A2 | Flakt Woods | Unknown |  |  | Installed |  | '+A2360.221-JV402 | 2021-09-30 06:00
'+A2=360.221-JV501 | Axial Extract Fan 1 | Air Conditioning-Axial Fan | DFAS Campus | A2_217 | UPS Room A | A2_2 | A2 | Flakt Woods | Unknown |  |  | Installed |  | '+A2360.221-JV501 | 2021-09-30 06:00
'+A2=360.221-JV502 | Axial Extract Fan 2 | Air Conditioning-Axial Fan | DFAS Campus | A2_217 | UPS Room A | A2_2 | A2 | Flakt Woods | Unknown |  |  | Installed |  | '+A2360.221-JV502 | 2021-09-30 06:00
'+A2=360.221-JV503 | Battery Room Extract Fan | Air Conditioning-Axial Fan | DFAS Campus | A2_217 | UPS Room A | A2_2 | A2 | SystemAir | Unknown |  |  | Installed |  | '+A2360.221-JV503 | 2021-09-30 06:00
'+A2=360.222-JV401 | Axial Supply Fan 1 | Air Conditioning-Axial Fan | DFAS Campus | A2_223 | UPS Room B | A2_2 | A2 | Flakt Woods | Unknown |  |  | Installed |  | '+A2360.222-JV401 | 2021-09-30 06:02
'+A2=360.222-JV402 | Axial Supply Fan 2 | Air Conditioning-Axial Fan | DFAS Campus | A2_223 | UPS Room B | A2_2 | A2 | Flakt Woods | Unknown |  |  | Installed |  | 1 | 2021-09-30 06:00
'+A2=360.222-JV501 | Axial Extract Fan 1 | Air Conditioning-Axial Fan | DFAS Campus | A2_223 | UPS Room B | A2_2 | A2 | Flakt Woods | Unknown |  |  | Installed |  | '+A2360.222-JV501 | 2021-09-30 06:00
'+A2=360.222-JV502 | Axial Extract Fan 2 | Air Conditioning-Axial Fan | DFAS Campus | A2_223 | UPS Room B | A2_2 | A2 | Flakt Woods | Unknown |  |  | Installed |  | '+A2360.222-JV502 | 2021-09-30 06:01
'+A2=360.222-JV503 | Battery Room Extract Fan | Air Conditioning-Axial Fan | DFAS Campus | A2_222 | Battery Room B | A2_2 | A2 | SystemAir | Unknown |  |  | Installed |  | '+A2360.222-JV503 | 2021-09-30 06:00
'+A2=360.222-SZ503 | Fire Valve, Extract Fan Battery Room | Air Conditioning-Axial Fan | DFAS Campus | A2_222 | Battery Room B | A2_2 | A2 | Unknown | Unknown |  |  | Installed |  | '+A2360.222-SZ503 | 2021-09-30 06:01
'+A2=431.211 | Main Distribution Board | Electrical Distribution-Switchboard | DFAS Campus | A2_117 | Main Input Switchboard A | A2_1 | A2 | Unknown | Unknown |  |  | Installed |  | 30540 | 2021-09-30 06:00
'+A2=431.211-HAFSLUND | Hafslund Supply Meter | PMS Equipment-Power Meter | DFAS Campus | A2_117 | Main Input Switchboard A | A2_1 | A2 | Kamstrup | Unknown |  |  | Installed |  |  | 2021-09-30 06:02
'+A2=431.211-XP004 | Grid Analyzer Transformer nr . 4, Generator nr. 1 | PMS Equipment-Power Meter | DFAS Campus | A2_117 | Main Input Switchboard A | A2_1 | A2 | IME | Unknown |  |  | Installed |  | 30533 | 2021-09-30 06:00
'+A2=431.211-XP504 | Grid Analyzer, Main Distribution +A2=432.211 | PMS Equipment-Power Meter | DFAS Campus | A2_117 | Main Input Switchboard A | A2_1 | A2 | IME | Unknown |  |  | Installed |  | 30538 | 2021-09-30 06:01
'+A2=431.211-XQ010 | Switch Supply From Transformer nr.4 | Electrical Distribution-Air Circuit Breaker | DFAS Campus | A2_117 | Main Input Switchboard A | A2_1 | A2 | ABB | Unknown |  |  | Installed |  | 30531 | 2021-09-30 06:02
'+A2=431.211-XQ011 | Switch Supply From Generator nr. 1 | Electrical Distribution-Air Circuit Breaker | DFAS Campus | A2_117 | Main Input Switchboard A | A2_1 | A2 | ABB | Unknown |  |  | Installed |  | 30532 | 2021-09-30 06:01
'+A2=431.211-XQ015 | Switch Supply From Generator nr. 1 | Electrical Distribution-Air Circuit Breaker | DFAS Campus | A2_117 | Main Input Switchboard A | A2_1 | A2 | ABB | Unknown |  |  | Installed |  | 30530 | 2021-09-30 06:00
'+A2=431.211-XQ016 | Main Switch +A2 = 431.211 A Side | Electrical Distribution-Air Circuit Breaker | DFAS Campus | A2_117 | Main Input Switchboard A | A2_1 | A2 | ABB | Unknown |  |  | Installed |  | 30528 | 2021-09-30 06:01
'+A2=431.211-XS012 | Switch, Supply To/From +A2=431.212 B Side | Electrical Distribution-Air Circuit Breaker | DFAS Campus | A2_117 | Main Input Switchboard A | A2_1 | A2 | ABB | Unknown |  |  | Installed |  | 30529 | 2021-09-30 06:01
'+A2=431.212 | Main Distribution Board | Electrical Distribution-Switchboard | DFAS Campus | A2_129 | Main Input Switchboard B | A2_1 | A2 | Unknown | Unknown |  |  | Installed |  | '+A2431.212-FS006 | 2021-09-30 06:02
'+A2=431.212-XP505 | Grid Analyzer, Main Distribution +A2=432.212 | PMS Equipment-Power Meter | DFAS Campus | A2_129 | Main Input Switchboard B | A2_1 | A2 | ABB | Unknown |  |  | Installed |  | '+A2431.212-XP505 | 2021-09-30 06:02
'+A2=431.212-XQ011 | Switch, Supply from Generator nr.4 | Electrical Distribution-Air Circuit Breaker | DFAS Campus | A2_129 | Main Input Switchboard B | A2_1 | A2 | ABB | Unknown |  |  | Installed |  | '+A2431.212-XQ011 | 2021-09-30 06:02
'+A2=431.212-XQ015 | Switch, Bypass to +A2=462.212 B Side | Electrical Distribution-Air Circuit Breaker | DFAS Campus | A2_129 | Main Input Switchboard B | A2_1 | A2 | ABB | Unknown |  |  | Installed |  | '+A2431.212-XQ015 | 2021-09-30 06:01
'+A2=431.212-XQ016 | Main Switch +A2 = 431.212 B Side | Electrical Distribution-Air Circuit Breaker | DFAS Campus | A2_129 | Main Input Switchboard B | A2_1 | A2 | IME | Unknown |  |  | Installed |  | '+A2431.212-XQ016 | 2021-09-30 06:00
'+A2=431.212-XS010 | Switch, Supply To/From +A2=431.211 A Side | Electrical Distribution-Air Circuit Breaker | DFAS Campus | A2_129 | Main Input Switchboard B | A2_1 | A2 | ABB | Unknown |  |  | Installed |  | '+A2431.212-XS010 | 2021-09-30 06:00
'+A2=431.221 | Main Distribution Board A Side | Electrical Distribution-Switchboard | DFAS Campus | A2_216 | Main Input Switchboard A | A2_2 | A2 | Unknown | Unknown |  |  | Installed |  | '+A2431.221-FS009 | 2021-09-30 06:02
'+A2=431.221-XP004 | Grid Analyzer Transformer nr . 5, Generator nr. 2 | PMS Equipment-Power Meter | DFAS Campus | A2_216 | Main Input Switchboard A | A2_2 | A2 | IME | Unknown |  |  | Installed |  | '+A2431.221-XP004 | 2021-09-30 06:01
'+A2=431.221-XP504 | Grid Analyzer, Main Distribution +A2=432.211 | PMS Equipment-Power Meter | DFAS Campus | A2_216 | Main Input Switchboard A | A2_2 | A2 | IME | Unknown |  |  | Installed |  | '+A2431.221-XP504 | 2021-09-30 06:02
'+A2=431.221-XQ010 | Switch Supply From Transformer nr.5 | Electrical Distribution-Air Circuit Breaker | DFAS Campus | A2_216 | Main Input Switchboard A | A2_2 | A2 | ABB | Unknown |  |  | Installed |  | '+A2431.221-XQ010 | 2021-09-30 06:01
'+A2=431.221-XQ011 | Switch Supply From Generator nr. 2 | Electrical Distribution-Air Circuit Breaker | DFAS Campus | A2_216 | Main Input Switchboard A | A2_2 | A2 | ABB | Unknown |  |  | Installed |  | '+A2431.221-XQ015 | 2021-09-30 06:00
'+A2=431.221-XQ015 | Switch Bypass to +A2=462.221 A | Electrical Distribution-Air Circuit Breaker | DFAS Campus | A2_216 | Main Input Switchboard A | A2_2 | A2 | ABB | Unknown |  |  | Installed |  | '+A2431.221-XQ013 | 2021-09-30 06:00
'+A2=431.221-XQ016 | Main Switch +A2 = 431.221 A Side | Electrical Distribution-Air Circuit Breaker | DFAS Campus | A2_216 | Main Input Switchboard A | A2_2 | A2 | ABB | Unknown |  |  | Installed |  | '+A2431.221-XQ016 | 2021-09-30 06:02
'+A2=431.221-XS012 | Switch, Supply To/From +A2=431.222 B Side | Electrical Distribution-Air Circuit Breaker | DFAS Campus | A2_216 | Main Input Switchboard A | A2_2 | A2 | ABB | Unknown |  |  | Installed |  | '+A2431.221-XS012 | 2021-09-30 06:00
'+A2=431.222 | Main Distribution Board B Side | Electrical Distribution-Switchboard | DFAS Campus | A2_218 | Main Input Switchboard B | A2_2 | A2 | Unknown | Unknown |  |  | Installed |  | '+A2431.222-FS006 | 2021-09-30 06:02
'+A2=431.222-XP505 | Grid Analyzer, Main Distribution +A2=431.222 | PMS Equipment-Power Meter | DFAS Campus | A2_218 | Main Input Switchboard B | A2_2 | A2 | ABB | Unknown |  |  | Installed |  | '+A2431.222-XP505 | 2021-09-30 06:01
'+A2=431.222-XQ011 | Switch, Supply from Generator nr.4 | Electrical Distribution-Air Circuit Breaker | DFAS Campus | A2_218 | Main Input Switchboard B | A2_2 | A2 | ABB | Unknown |  |  | Installed |  | '+A2431.222-XQ011 | 2021-09-30 06:01
'+A2=431.222-XQ015 | Switch, Bypass to +A2=462.222 B Side | Electrical Distribution-Air Circuit Breaker | DFAS Campus | A2_218 | Main Input Switchboard B | A2_2 | A2 | ABB | Unknown |  |  | Installed |  | '+A2431.222-XQ015 | 2021-09-30 06:01
'+A2=431.222-XQ016 | Main Switch +A2 = 431.222 B Side | Electrical Distribution-Air Circuit Breaker | DFAS Campus | A2_218 | Main Input Switchboard B | A2_2 | A2 | IME | Unknown |  |  | Installed |  | '+A2431.222-XQ016 | 2021-09-30 06:02
'+A2=431.222-XS010 | Switch, Supply To/From +A2=431.221 A Side | Electrical Distribution-Air Circuit Breaker | DFAS Campus | A2_218 | Main Input Switchboard B | A2_2 | A2 | ABB | Unknown |  |  | Installed |  | '+A2431.222-XS010 | 2021-09-30 06:01
'+A2=431.231 | Main Switchboard A Side | Electrical Distribution-Switchboard | DFAS Campus | A2_312 | Main Input Switchboard A | A2_3 | A2 | Unknown | Unknown |  |  | Installed |  | '+A2=431.231 | 2021-09-30 06:00
'+A2=431.231-XQ010 | Switch Supply From Transformer T6 | Electrical Distribution-Air Circuit Breaker | DFAS Campus | A2_312 | Main Input Switchboard A | A2_3 | A2 | ABB | Unknown |  |  | Installed |  | '+A2=431.231-XQ010 | 2021-09-30 06:02
'+A2=431.231-XQ011 | Switch Supply From Generator A2_3 | Electrical Distribution-Air Circuit Breaker | DFAS Campus | A2_312 | Main Input Switchboard A | A2_3 | A2 | ABB | Unknown |  |  | Installed |  | '+A2=431.231-XQ011 | 2021-09-30 06:01
'+A2=431.231-XQ015 | Switch Output to UPS A Mechanical Bypass | Electrical Distribution-Air Circuit Breaker | DFAS Campus | A2_312 | Main Input Switchboard A | A2_3 | A2 | ABB | Unknown |  |  | Installed |  | '+A2=431.231-XQ015 | 2021-09-30 06:00
'+A2=431.231-XQ016 | Switch Output to +A2=432.231 | Electrical Distribution-Air Circuit Breaker | DFAS Campus | A2_312 | Main Input Switchboard A | A2_3 | A2 | ABB | Unknown |  |  | Installed |  | '+A2=431.231-XQ016 | 2021-09-30 06:02
'+A2=431.232 | Main Switchboard B side | Electrical Distribution-Switchboard | DFAS Campus | A2_318 | Main Input Switchboard B | A2_3 | A2 | Unknown | Unknown |  |  | Installed |  | '+A2=431.232 | 2021-09-30 06:01
'+A2=431.232-XQ010 | Switch Supply From Transformer T5 | Electrical Distribution-Air Circuit Breaker | DFAS Campus | A2_318 | Main Input Switchboard B | A2_3 | A2 | ABB | Unknown |  |  | Installed |  | '+A2=431.232-XQ010 | 2021-09-30 06:00
'+A2=431.232-XQ011 | Switch Supply From Generator A2_5 | Electrical Distribution-Air Circuit Breaker | DFAS Campus | A2_318 | Main Input Switchboard B | A2_3 | A2 | ABB | Unknown |  |  | Installed |  | '+A2=431.232-XQ011 | 2021-09-30 06:01
'+A2=431.232-XQ015 | Switch Output to UPS B Mechanical Bypass | Electrical Distribution-Air Circuit Breaker | DFAS Campus | A2_318 | Main Input Switchboard B | A2_3 | A2 | ABB | Unknown |  |  | Installed |  | '+A2=431.232-XQ015 | 2021-09-30 06:02
'+A2=431.232-XQ016 | Switch Output to +A2=432.232 | Electrical Distribution-Air Circuit Breaker | DFAS Campus | A2_318 | Main Input Switchboard B | A2_3 | A2 | ABB | Unknown |  |  | Installed |  | '+A2=431.232-XQ016 | 2021-09-30 06:01
'+A2=432.211 | Main Distribution Board | Electrical Distribution-Switchboard | DFAS Campus | A2_117 | Main Input Switchboard A | A2_1 | A2 | Unknown | Unknown |  |  | Installed |  | 30524 | 2021-09-30 06:01
'+A2=432.211-XP502 | Grid Analyzer, Substation +A2=434.211 | PMS Equipment-Power Meter | DFAS Campus | A2_117 | Main Input Switchboard A | A2_1 | A2 | IME | Unknown |  |  | Installed |  | 30539 | 2021-09-30 06:02
'+A2=432.211-XQ018 | Main Switch to UPS nr.2 A Side | Electrical Distribution-Air Circuit Breaker | DFAS Campus | A2_117 | Main Input Switchboard A | A2_1 | A2 | ABB | Unknown |  |  | Installed |  | 30527 | 2021-09-30 06:01
'+A2=432.211-XQ019 | Main Switch to UPS nr.2 A Side | Electrical Distribution-Air Circuit Breaker | DFAS Campus | A2_117 | Main Input Switchboard A | A2_1 | A2 | ABB | Unknown |  |  | Installed |  | 30526 | 2021-09-30 06:01
'+A2=432.211-XQ020 | Main Switch to UPS nr.3 A Side | Electrical Distribution-Air Circuit Breaker | DFAS Campus | A2_117 | Main Input Switchboard A | A2_1 | A2 | ABB | Unknown |  |  | Installed |  | 30525 | 2021-09-30 06:01
'+A2=432.212 | Main Distribution Board | Electrical Distribution-Switchboard | DFAS Campus | A2_129 | Main Input Switchboard B | A2_1 | A2 | Unknown | Unknown |  |  | Installed |  | '+A2432.212-FS017 | 2021-09-30 06:00
'+A2=432.212-XP502 | Grid Analyzer, Main Distribution +A2=434.212 | PMS Equipment-Power Meter | DFAS Campus | A2_129 | Main Input Switchboard B | A2_1 | A2 | IME | Unknown |  |  | Installed |  | '+A2432.212-XP502 | 2021-09-30 06:00
'+A2=432.212-XQ014 | MCB Switch Waterplant System, +A2=434.213 | Electrical Distribution-Air Circuit Breaker | DFAS Campus | A2_129 | Main Input Switchboard B | A2_1 | A2 | ABB | Unknown |  |  | Installed |  | '+A2432.212-XQ014 | 2021-09-30 06:02
'+A2=432.212-XQ015 | MCB Switch Ventilation System, +A2=434.215 | Electrical Distribution-Air Circuit Breaker | DFAS Campus | A2_129 | Main Input Switchboard B | A2_1 | A2 | ABB | Unknown |  |  | Installed |  | '+A2432.212-XQ015 | 2021-09-30 06:02
'+A2=432.212-XQ018 | Main Switch to UPS nr.1 B Side | Electrical Distribution-Air Circuit Breaker | DFAS Campus | A2_129 | Main Input Switchboard B | A2_1 | A2 | ABB | Unknown |  |  | Installed |  | '+A2432.212-XQ018 | 2021-09-30 06:02
'+A2=432.212-XQ019 | Main Switch to UPS nr.2 B Side | Electrical Distribution-Air Circuit Breaker | DFAS Campus | A2_129 | Main Input Switchboard B | A2_1 | A2 | ABB | Unknown |  |  | Installed |  | '+A2432.212-XQ019 | 2021-09-30 06:01
'+A2=432.212-XQ020 | Main Switch to UPS nr.3 B Side | Electrical Distribution-Air Circuit Breaker | DFAS Campus | A2_129 | Main Input Switchboard B | A2_1 | A2 | ABB | Unknown |  |  | Installed |  | '+A2432.212-XQ020 | 2021-09-30 06:01
'+A2=432.212-XQ025 | MCB Group Switch, Critical Circuits Field 10 | Electrical Distribution-Air Circuit Breaker | DFAS Campus | A2_129 | Main Input Switchboard B | A2_1 | A2 | ABB | Unknown |  |  | Installed |  | '+A2432.212-XQ025 | 2021-09-30 06:02
'+A2=432.221 | Main Distribution Board A Side | Electrical Distribution-Switchboard | DFAS Campus | A2_216 | Main Input Switchboard A | A2_2 | A2 | Unknown | Unknown |  |  | Installed |  | '+A2432.221-FS001 | 2021-09-30 06:00
'+A2=432.221-XP502 | Grid Analyzer, Substation +A2=434.211 | PMS Equipment-Power Meter | DFAS Campus | A2_216 | Main Input Switchboard A | A2_2 | A2 | IME | Unknown |  |  | Installed |  | '+A2432.221-XP502 | 2021-09-30 06:02
'+A2=432.221-XQ018 | Main Switch to UPS nr.1 A Side | Electrical Distribution-Air Circuit Breaker | DFAS Campus | A2_216 | Main Input Switchboard A | A2_2 | A2 | ABB | Unknown |  |  | Installed |  | '+A2432.221-XQ018 | 2021-09-30 06:02
'+A2=432.221-XQ019 | Main Switch to UPS nr.2 A Side | Electrical Distribution-Air Circuit Breaker | DFAS Campus | A2_216 | Main Input Switchboard A | A2_2 | A2 | ABB | Unknown |  |  | Installed |  | '+A2432.221-XQ019 | 2021-09-30 06:02
'+A2=432.221-XQ020 | Main Switch to UPS nr.3 A Side | Electrical Distribution-Air Circuit Breaker | DFAS Campus | A2_216 | Main Input Switchboard A | A2_2 | A2 | ABB | Unknown |  |  | Installed |  | '+A2432.221-XQ020 | 2021-09-30 06:01
'+A2=432.222 | Main Distribution Board B Side | Electrical Distribution-Switchboard | DFAS Campus | A2_218 | Main Input Switchboard B | A2_2 | A2 | Unknown | Unknown |  |  | Installed |  | '+A2432.222-FS010 | 2021-09-30 06:01
'+A2=432.222-XP502 | Grid Analyzer, Main Distribution +A2=434.222 | PMS Equipment-Power Meter | DFAS Campus | A2_218 | Main Input Switchboard B | A2_2 | A2 | IME | Unknown |  |  | Installed |  | '+A2432.222-XP502 | 2021-09-30 06:00
'+A2=432.222-XQ018 | Main Switch to UPS nr.1 B Side | Electrical Distribution-Air Circuit Breaker | DFAS Campus | A2_218 | Main Input Switchboard B | A2_2 | A2 | ABB | Unknown |  |  | Installed |  | '+A2432.222-XQ018 | 2021-09-30 06:01
'+A2=432.222-XQ019 | Main Switch to UPS nr.2 B Side | Electrical Distribution-Air Circuit Breaker | DFAS Campus | A2_218 | Main Input Switchboard B | A2_2 | A2 | ABB | Unknown |  |  | Installed |  | '+A2432.222-XQ019 | 2021-09-30 06:01
'+A2=432.222-XQ020 | Main Switch to UPS nr.3 B Side | Electrical Distribution-Air Circuit Breaker | DFAS Campus | A2_218 | Main Input Switchboard B | A2_2 | A2 | ABB | Unknown |  |  | Installed |  | '+A2432.222-XQ020 | 2021-09-30 06:00
'+A2=432.224 | Main Distribution Board B Side | Electrical Distribution-Switchboard | DFAS Campus | A2_218 | Main Input Switchboard B | A2_2 | A2 | Unknown | Unknown |  |  | Installed |  | '+A2432.222-FS020 | 2021-09-30 06:02
'+A2=432.231 | Main Distribution Board A side | Electrical Distribution-Switchboard | DFAS Campus | A2_312 | Main Input Switchboard A | A2_3 | A2 | Unknown | Unknown |  |  | Installed |  | '+A2=432.231 | 2021-09-30 06:01
'+A2=432.231-XQ010 | Switch Output to +A2=434.231 | Electrical Distribution-Air Circuit Breaker | DFAS Campus | A2_312 | Main Input Switchboard A | A2_3 | A2 | ABB | Unknown |  |  | Installed |  | '+A2=432.231-XQ010 | 2021-09-30 06:01
'+A2=432.231-XQ018 | Switch Output to UPS 1 (A-side) | Electrical Distribution-Air Circuit Breaker | DFAS Campus | A2_312 | Main Input Switchboard A | A2_3 | A2 | ABB | Unknown |  |  | Installed |  | '+A2=432.231-XQ018 | 2021-09-30 06:01
'+A2=432.231-XQ019 | Switch Output to UPS 2 (A-side) | Electrical Distribution-Air Circuit Breaker | DFAS Campus | A2_312 | Main Input Switchboard A | A2_3 | A2 | ABB | Unknown |  |  | Installed |  | '+A2=432.231-XQ019 | 2021-09-30 06:01
'+A2=432.231-XQ020 | Switch Output to UPS 3 (A-side) | Electrical Distribution-Air Circuit Breaker | DFAS Campus | A2_312 | Main Input Switchboard A | A2_3 | A2 | ABB | Unknown |  |  | Installed |  | '+A2=432.231-XQ020 | 2021-09-30 06:01
'+A2=432.232 | Main Distribution Board B side | Electrical Distribution-Switchboard | DFAS Campus | A2_318 | Main Input Switchboard B | A2_3 | A2 | Unknown | Unknown |  |  | Installed |  | '+A2=432.232 | 2021-09-30 06:01
'+A2=432.232-XQ010 | Switch Output to +A2=434.232 | Electrical Distribution-Air Circuit Breaker | DFAS Campus | A2_318 | Main Input Switchboard B | A2_3 | A2 | ABB | Unknown |  |  | Installed |  | '+A2=432.232-XQ010 | 2021-09-30 06:00
'+A2=432.232-XQ018 | Switch Output to UPS 1 (B-side) | Electrical Distribution-Air Circuit Breaker | DFAS Campus | A2_318 | Main Input Switchboard B | A2_3 | A2 | ABB | Unknown |  |  | Installed |  | '+A2=432.232-XQ018 | 2021-09-30 06:02
'+A2=432.232-XQ019 | Switch Output to UPS 2 (B-side) | Electrical Distribution-Air Circuit Breaker | DFAS Campus | A2_318 | Main Input Switchboard B | A2_3 | A2 | ABB | Unknown |  |  | Installed |  | '+A2=432.232-XQ019 | 2021-09-30 06:01
'+A2=432.232-XQ020 | Switch Output to UPS 3 (B-side) | Electrical Distribution-Air Circuit Breaker | DFAS Campus | A2_318 | Main Input Switchboard B | A2_3 | A2 | ABB | Unknown |  |  | Installed |  | '+A2=432.232-XQ020 | 2021-09-30 06:01
'+A2=432.311 | Main Distribution Board | Electrical Distribution-Switchboard | DFAS Campus | A2_129 | Main Input Switchboard B | A2_1 | A2 | Unknown | Unknown |  |  | Installed |  | '+A2432.311-FS019 | 2021-09-30 06:00
'+A2=433.211 | Switchboard JORDFEILSENTRAL SIGNALTERMINERING | Electrical Distribution-Switchboard | DFAS Campus | A2_119 | UPS Output Switchboard A | A2_1 | A2 | Unknown | Unknown |  |  | Installed |  | '+A2434.211-FS011 | 2021-09-30 06:01
'+A2=433.212 | Distribution Board UPS Output B | Electrical Distribution-Switchboard | DFAS Campus | A2_131 | UPS Output Switchboard B | A2_1 | A2 | Unknown | Unknown |  |  | Installed |  | '+A2434.212-FS010 | 2021-09-30 06:00
'+A2=433.213 | Substation, Field 15 - 433.213 | Electrical Distribution-Distribution Board | DFAS Campus | A2_131 | UPS Output Switchboard B | A2_1 | A2 | Unknown | Unknown |  |  | Installed |  | '+A2433.212-FS015 | 2021-09-30 06:01
'+A2=433.213-KW009 | Power Supply Unit for Fire Systems | Fire Alarm-Fire Power Supply | DFAS Campus | A2_126 | Technical Corridor | A2_1 | A2 | Pulsar | Unknown |  |  | Installed |  | 30406 | 2021-09-30 06:00
'+A2=433.213-KW010 | Power Supply Unit for Fire Systems | Fire Alarm-Fire Power Supply | DFAS Campus | A2_125 | White Space Corridor | A2_1 | A2 | Pulsar | Unknown |  |  | Installed |  | 30405 | 2021-09-30 06:02
'+A2=433.213-KW011 | Power Supply Unit for Fire Systems | Fire Alarm-Fire Power Supply | DFAS Campus | A2_125 | White Space Corridor | A2_1 | A2 | Pulsar | Unknown |  |  | Installed |  | 30404 | 2021-09-30 06:00
'+A2=433.213-KW012 | Power Supply Unit for Fire Systems | Fire Alarm-Fire Power Supply | DFAS Campus | A2_123 | Munters Corridor | A2_1 | A2 | Pulsar | Unknown |  |  | Installed |  |  | 2021-09-30 06:00
'+A2=433.214 | Main Distribution Board | Electrical Distribution-Switchboard | DFAS Campus | A2_129 | Main Input Switchboard B | A2_1 | A2 | Unknown | Unknown |  |  | Installed |  | '+A2433.214-FS021 | 2021-09-30 06:00
'+A2=433.214-KW045 | Power Supply Unit for Fire Systems | Fire Alarm-Fire Power Supply | DFAS Campus | A2_119 | UPS Output Switchboard A | A2_1 | A2 | Pulsar | Unknown |  |  | Installed |  | 30407 | 2021-09-30 06:00
'+A2=433.221 | JORDFEILSENTRAL SIGNALTERMINERING | Electrical Distribution-Switchboard | DFAS Campus | A2_214 | UPS Output Switchboard A | A2_2 | A2 | Unknown | Unknown |  |  | Installed |  | '+A2434.221-FS010 | 2021-09-30 06:00
'+A2=433.223-KW009 | Power Supply Unit for Fire Systems | Fire Alarm-Fire Power Supply | DFAS Campus | A2_220 | Technical Corridor | A2_2 | A2 | Pulsar | Unknown |  |  | Installed |  | 30401 | 2021-09-30 06:02
'+A2=433.223-KW010 | Power Supply Unit for Fire Systems | Fire Alarm-Fire Power Supply | DFAS Campus | A2_201 | White Space Corridor | A2_2 | A2 | Pulsar | Unknown |  |  | Installed |  | 30402 | 2021-09-30 06:02
'+A2=433.223-KW011 | Power Supply Unit for Fire Systems | Fire Alarm-Fire Power Supply | DFAS Campus | A2_201 | White Space Corridor | A2_2 | A2 | Pulsar | Unknown |  |  | Installed |  | 30403 | 2021-09-30 06:00
'+A2=433.224-KW045 | Power Supply Unit for Fire Systems | Fire Alarm-Fire Power Supply | DFAS Campus | A2_214 | UPS Output Switchboard A | A2_2 | A2 | Pulsar | Unknown |  |  | Installed |  | 30400 | 2021-09-30 06:02
'+A2=434.111 | AUTOMATIKKFORDELING Control Panel | Electrical Distribution-Distribution Board | DFAS Campus | A2_123 | Munters Corridor | A2_1 | A2 | ELCOR | Unknown |  |  | Installed |  |  | 2021-09-30 06:00
'+A2=434.211 | Switchboard Munters A2_1 A | Electrical Distribution-Switchboard | DFAS Campus | A2_119 | UPS Output Switchboard A | A2_1 | A2 | Unknown | Unknown |  |  | Installed |  | '+A2434.211-FS013 | 2021-09-30 06:00
'+A2=434.212 | Switchboard Munters A2_1 B | Electrical Distribution-Switchboard | DFAS Campus | A2_131 | UPS Output Switchboard B | A2_1 | A2 | ABB | Unknown |  |  | Installed |  | '+A2434.212-FS011 | 2021-09-30 06:02
'+A2=434.214 | AUTOMATIKKFORDELING Control Panel | Electrical Distribution-Distribution Board | DFAS Campus | A2_117 | Main Input Switchboard A | A2_1 | A2 | ELCOR | Unknown |  |  | Installed |  | 30541 | 2021-09-30 06:00
'+A2=434.221 | Switchboard Munters A2_2 A | Electrical Distribution-Switchboard | DFAS Campus | A2_214 | UPS Output Switchboard A | A2_2 | A2 | Unknown | Unknown |  |  | Installed |  | '+A2434.221-FS011 | 2021-09-30 06:02
'+A2=434.224 | AUTOMATIKKFORDELING Control Panel | Electrical Distribution-Distribution Board | DFAS Campus | A2_216 | Main Input Switchboard A | A2_2 | A2 | ELCOR | Unknown |  |  | Installed |  |  | 2021-09-30 06:02
'+A2=434.231 | Switchboard Munters A2_3 A | Electrical Distribution-Switchboard | DFAS Campus | A2_314 | UPS Output Switchboard A | A2_3 | A2 | Unknown | Unknown |  |  | Installed |  | '+A2=434.231 | 2021-09-30 06:02
'+A2=434.231-XS010 | Switch Input from +A2=432.231 | Electrical Distribution-Air Circuit Breaker | DFAS Campus | A2_314 | UPS Output Switchboard A | A2_3 | A2 | ABB | Unknown |  |  | Installed |  | '+A2=434.231-XS010 | 2021-09-30 06:01
'+A2=434.232 | Switchboard Munters A2_3 B | Electrical Distribution-Switchboard | DFAS Campus | A2_321 | UPS Output Switchboard B | A2_3 | A2 | ABB | Unknown |  |  | Installed |  | '+A2=434.232 | 2021-09-30 06:01
'+A2=434.232-XS010 | Switch Input from +A2=432.232 | Electrical Distribution-Air Circuit Breaker | DFAS Campus | A2_321 | UPS Output Switchboard B | A2_3 | A2 | ABB | Unknown |  |  | Installed |  | '+A2=434.232-XS010 | 2021-09-30 06:02
'+A2=450.211-LH001T | Heating Electrical Panel Radiator | Heating Equipment-Electric Panel Heater | DFAS Campus | A2_114 | Water Plant Room | A2_1 | A2 | NOBO | Unknown |  |  | Installed |  | 1 | 2021-09-30 06:01
'+A2=450.211-LH001T | Heating Electrical Panel Radiator | Heating Equipment-Electric Panel Heater | DFAS Campus | A2_117 | Main Input Switchboard A | A2_1 | A2 | NOBO | Unknown |  |  | Installed |  | '+A2450.211-LH001T | 2021-09-30 06:01
'+A2=450.212-LH001T | Heating Electrical Panel Radiator | Heating Equipment-Electric Panel Heater | DFAS Campus | A2_129 | Main Input Switchboard B | A2_1 | A2 | NOBO | Unknown |  |  | Installed |  | '+A2450.212-LH001T | 2021-09-30 06:02
'+A2=450.221-LH002T | Heating Electrical Panel Radiator | Heating Equipment-Electric Panel Heater | DFAS Campus | A2_216 | Main Input Switchboard A | A2_2 | A2 | NOBO | Unknown |  |  | Installed |  |  | 2021-09-30 06:02
'+A2=450.222-LH001T | Heating Electrical Panel Radiator | Heating Equipment-Electric Panel Heater | DFAS Campus | A2_218 | Main Input Switchboard B | A2_2 | A2 | NOBO | Unknown |  |  | Installed |  | '+A2450.222-LH001T | 2021-09-30 06:01
'+A2=461.411-IG001 | Diesel Generator A2_1 | Power Generator-Diesel Generator | DFAS Campus | A2_001 | Generators | A2_0 | A2 | Caterpiller | Unknown |  | Pon Power AS | Installed | Tietoevry Norway AS, Digiplex Fet AS, Microsoft Datacenter Norway AS | 30392 | 2021-09-30 06:00
'+A2=461.411-IG002 | Diesel Generator A2_2 | Power Generator-Diesel Generator | DFAS Campus | A2_001 | Generators | A2_0 | A2 | Caterpiller | Unknown |  | Pon Power AS | Installed | Microsoft Datacenter Norway AS | 30393 | 2021-09-30 06:00
'+A2=461.411-IG003 | Diesel Generator A2_3 | Power Generator-Diesel Generator | DFAS Campus | A2_001 | Generators | A2_0 | A2 | Caterpiller | Unknown |  | Pon Power AS | Installed | Microsoft Datacenter Norway AS | 30394 | 2021-09-30 06:00
'+A2=461.411-IG004 | Diesel Generator A2_4 | Power Generator-Diesel Generator | DFAS Campus | A2_001 | Generators | A2_0 | A2 | Caterpiller | Unknown |  | Pon Power AS | Installed | Tietoevry Norway AS, Digiplex Fet AS, Microsoft Datacenter Norway AS | 30395 | 2021-09-30 06:00
'+A2=461.411-IG005 | Diesel Generator A2_5 | Power Generator-Diesel Generator | DFAS Campus | A2_001 | Generators | A2_0 | A2 | Caterpiller | Unknown |  | Pon Power AS | Installed | Microsoft Datacenter Norway AS | '+A2=461.411-IG005 | 2021-09-30 06:01
'+A2=461.411-IG006 | Diesel Generator A2_6 | Power Generator-Diesel Generator | DFAS Campus | A2_001 | Generators | A2_0 | A2 | Caterpiller | Unknown |  | Pon Power AS | Installed | Microsoft Datacenter Norway AS | '+A2=461.411-IG006 | 2021-09-30 06:02
'+A2=462.211 | Distribution Board UPS Output A | Electrical Distribution-Distribution Board | DFAS Campus | A2_119 | UPS Output Switchboard A | A2_1 | A2 | Unknown | Unknown |  |  | Installed |  | '+A2462.211-FS001 | 2021-09-30 06:00
'+A2=462.211-GH100 | UPS A2_1 A Battery System | UPS-Battery String | DFAS Campus | A2_118 | Battery Room A | A2_1 | A2 | Unknown | Unknown |  |  | Installed | Tietoevry Norway AS, Digiplex Fet AS | '+A2=462.211-GH100 | 2021-09-30 06:02
'+A2=462.211-NB001 | UPS A2_1 A System | UPS-UPS Static | DFAS Campus | A2_120 | UPS Room A | A2_1 | A2 | ABB | Unknown |  |  | Installed | Tietoevry Norway AS, Digiplex Fet AS | '+A2=462.211-NB001 | 2021-09-30 06:00
'+A2=462.211-XP502 | Grid Analyzer, Whitespace A | PMS Equipment-Power Meter | DFAS Campus | A2_119 | UPS Output Switchboard A | A2_1 | A2 | IME | Unknown |  |  | Installed |  | '+A2462.211-XP502 | 2021-09-30 06:00
'+A2=462.211-XQ014 | Switch Output to IDF4 (A-side) | Electrical Distribution-Air Circuit Breaker | DFAS Campus | A2_119 | UPS Output Switchboard A | A2_1 | A2 | ABB | Unknown |  |  | Installed |  | '+A2=462.211-XQ014 | 2021-09-30 06:00
'+A2=462.211-XQ020 | MCB Busbar Whitespace, A | Electrical Distribution-Air Circuit Breaker | DFAS Campus | A2_119 | UPS Output Switchboard A | A2_1 | A2 | ABB | Unknown |  |  | Installed |  | '+A2462.211-XQ020 | 2021-09-30 06:02
'+A2=462.211-XQ025 | MCB Loadbank A | Electrical Distribution-Air Circuit Breaker | DFAS Campus | A2_119 | UPS Output Switchboard A | A2_1 | A2 | ABB | Unknown |  |  | Installed |  | '+A2462.211-XQ025 | 2021-09-30 06:01
'+A2=462.211-XS015 | By-Pass From +A2=432.211 | Electrical Distribution-Air Circuit Breaker | DFAS Campus | A2_119 | UPS Output Switchboard A | A2_1 | A2 | ABB | Unknown |  |  | Installed |  | '+A2462.211-XS015 | 2021-09-30 06:01
'+A2=462.211-XS021 | MCB Group Switch for UPS Fields (06-07-08-09) | Electrical Distribution-Air Circuit Breaker | DFAS Campus | A2_119 | UPS Output Switchboard A | A2_1 | A2 | ABB | Unknown |  |  | Installed |  | '+A2462.211-XS021 | 2021-09-30 06:01
'+A2=462.211-XS022 | MCB from UPS nr. 1 | Electrical Distribution-Air Circuit Breaker | DFAS Campus | A2_119 | UPS Output Switchboard A | A2_1 | A2 | ABB | Unknown |  |  | Installed |  | '+A2462.211-XS022 | 2021-09-30 06:01
'+A2=462.211-XS023 | MCB from UPS nr. 2 | Electrical Distribution-Air Circuit Breaker | DFAS Campus | A2_119 | UPS Output Switchboard A | A2_1 | A2 | ABB | Unknown |  |  | Installed |  | '+A2462.211-XS023 | 2021-09-30 06:02
'+A2=462.211-XS024 | MCB from UPS nr. 3 | Electrical Distribution-Air Circuit Breaker | DFAS Campus | A2_119 | UPS Output Switchboard A | A2_1 | A2 | ABB | Unknown |  |  | Installed |  | '+A2462.211-XS024 | 2021-09-30 06:01
'+A2=462.212 | Distribution Board, UPS Output B | Electrical Distribution-Switchboard | DFAS Campus | A2_131 | UPS Output Switchboard B | A2_1 | A2 | Unknown | Unknown |  |  | Installed |  | '+A2462.212-FS001 | 2021-09-30 06:01
'+A2=462.212-GH100 | UPS A2_1 B Battery System | UPS-Battery String | DFAS Campus | A2_130 | Battery Room B | A2_1 | A2 | Unknown | Unknown |  |  | Installed | Tietoevry Norway AS, Digiplex Fet AS | '+A2=462.212-GH100 | 2021-09-30 06:02
'+A2=462.212-NB001 | UPS A2_1 B System | UPS-UPS Static | DFAS Campus | A2_132 | UPS Room B | A2_1 | A2 | ABB | Unknown |  |  | Installed | Tietoevry Norway AS, Digiplex Fet AS | '+A2=462.212-NB001 | 2021-09-30 06:02
'+A2=462.212-XP502 | Grid Analyzer, Whitespace B | PMS Equipment-Power Meter | DFAS Campus | A2_131 | UPS Output Switchboard B | A2_1 | A2 | IME | Unknown |  |  | Installed |  | '+A2462.212-XP502 | 2021-09-30 06:00
'+A2=462.212-XQ014 | Switch Output to IDF4 (B-side) | Electrical Distribution-Air Circuit Breaker | DFAS Campus | A2_131 | UPS Output Switchboard B | A2_1 | A2 | ABB | Unknown |  |  | Installed |  | '+A2=462.212-XQ014 | 2021-09-30 06:01
'+A2=462.212-XQ020 | MCB Busbar Whitespace, B | Electrical Distribution-Air Circuit Breaker | DFAS Campus | A2_131 | UPS Output Switchboard B | A2_1 | A2 | ABB | Unknown |  |  | Installed |  | '+A2462.212-XQ020 | 2021-09-30 06:00
'+A2=462.212-XQ025 | MCB Loadbank B | Electrical Distribution-Air Circuit Breaker | DFAS Campus | A2_131 | UPS Output Switchboard B | A2_1 | A2 | ABB | Unknown |  |  | Installed |  | '+A2462.212-XQ025 | 2021-09-30 06:00
'+A2=462.212-XS015 | By-Pass From +A2=432.212 | Electrical Distribution-Air Circuit Breaker | DFAS Campus | A2_131 | UPS Output Switchboard B | A2_1 | A2 | ABB | Unknown |  |  | Installed |  | '+A2462.212-XS015 | 2021-09-30 06:00
'+A2=462.212-XS021 | MCB Group Switch for UPS Fields (06-07-08-09) | Electrical Distribution-Air Circuit Breaker | DFAS Campus | A2_131 | UPS Output Switchboard B | A2_1 | A2 | ABB | Unknown |  |  | Installed |  | '+A2462.212-XS021 | 2021-09-30 06:02
'+A2=462.212-XS022 | MCB from UPS nr. 1 | Electrical Distribution-Air Circuit Breaker | DFAS Campus | A2_131 | UPS Output Switchboard B | A2_1 | A2 | ABB | Unknown |  |  | Installed |  | '+A2462.212-XS022 | 2021-09-30 06:02
'+A2=462.212-XS023 | MCB from UPS nr. 2 | Electrical Distribution-Air Circuit Breaker | DFAS Campus | A2_131 | UPS Output Switchboard B | A2_1 | A2 | ABB | Unknown |  |  | Installed |  | '+A2462.212-XS023 | 2021-09-30 06:01
'+A2=462.212-XS024 | MCB from UPS nr. 3 | Electrical Distribution-Air Circuit Breaker | DFAS Campus | A2_131 | UPS Output Switchboard B | A2_1 | A2 | ABB | Unknown |  |  | Installed |  | '+A2462.212-XS024 | 2021-09-30 06:01
'+A2=462.221 | Distribution Board UPS Output A | Electrical Distribution-Switchboard | DFAS Campus | A2_214 | UPS Output Switchboard A | A2_2 | A2 | Unknown | Unknown |  |  | Installed |  | '+A2462.221-FS001 | 2021-09-30 06:01
'+A2=462.221-GH100 | UPS A2_2 A Battery System | UPS-Battery String | DFAS Campus | A2_215 | Battery Room A | A2_2 | A2 | Unknown | Unknown |  |  | Installed | Microsoft Datacenter Norway AS | '+A2=462.221-GH100 | 2021-09-30 06:02
'+A2=462.221-NB001 | UPS A2_2 A System | UPS-UPS Static | DFAS Campus | A2_217 | UPS Room A | A2_2 | A2 | ABB | Unknown |  |  | Installed | Microsoft Datacenter Norway AS | '+A2=462.221-NB001 | 2021-09-30 06:01
'+A2=462.221-XP502 | Grid Analyzer, Whitespace A | PMS Equipment-Power Meter | DFAS Campus | A2_214 | UPS Output Switchboard A | A2_2 | A2 | IME | Unknown |  |  | Installed |  | '+A2462.221-XP502 | 2021-09-30 06:00
'+A2=462.221-XQ020 | MCB Busbar Whitespace, A | Electrical Distribution-Air Circuit Breaker | DFAS Campus | A2_214 | UPS Output Switchboard A | A2_2 | A2 | ABB | Unknown |  |  | Installed |  | '+A2462.221-XQ020 | 2021-09-30 06:01
'+A2=462.221-XQ025 | MCB Loadbank A | Electrical Distribution-Air Circuit Breaker | DFAS Campus | A2_214 | UPS Output Switchboard A | A2_2 | A2 | ABB | Unknown |  |  | Installed |  | '+A2462.221-XQ025 | 2021-09-30 06:01
'+A2=462.221-XS015 | By-Pass From +A2=431.221 | Electrical Distribution-Air Circuit Breaker | DFAS Campus | A2_214 | UPS Output Switchboard A | A2_2 | A2 | ABB | Unknown |  |  | Installed |  | '+A2462.221-XS015 | 2021-09-30 06:00
'+A2=462.221-XS021 | MCB Group Switch for UPS Fields (06-07-08-09) | Electrical Distribution-Air Circuit Breaker | DFAS Campus | A2_214 | UPS Output Switchboard A | A2_2 | A2 | ABB | Unknown |  |  | Installed |  | '+A2462.221-XS021 | 2021-09-30 06:02
'+A2=462.221-XS022 | MCB from UPS nr. 1 | Electrical Distribution-Air Circuit Breaker | DFAS Campus | A2_214 | UPS Output Switchboard A | A2_2 | A2 | ABB | Unknown |  |  | Installed |  | '+A2462.221-XS022 | 2021-09-30 06:01
'+A2=462.221-XS023 | MCB from UPS nr. 2 | Electrical Distribution-Air Circuit Breaker | DFAS Campus | A2_214 | UPS Output Switchboard A | A2_2 | A2 | ABB | Unknown |  |  | Installed |  | '+A2462.221-XS023 | 2021-09-30 06:01
'+A2=462.221-XS024 | MCB from UPS nr. 3 | Electrical Distribution-Air Circuit Breaker | DFAS Campus | A2_214 | UPS Output Switchboard A | A2_2 | A2 | ABB | Unknown |  |  | Installed |  | '+A2462.221-XS024 | 2021-09-30 06:01
'+A2=462.222 | Distribution Board UPS Output B | Electrical Distribution-Switchboard | DFAS Campus | A2_221 | UPS Output Switchboard B | A2_2 | A2 | Unknown | Unknown |  |  | Installed |  | '+A2462.222-FS001 | 2021-09-30 06:00
'+A2=462.222-FS009 | Distribution Board, Field 9- UPS Output A | Electrical Distribution-Air Circuit Breaker | DFAS Campus | A2_221 | UPS Output Switchboard B | A2_2 | A2 | Unknown | Unknown |  |  | Installed |  | '+A2462.222-FS009 | 2021-09-30 06:00
'+A2=462.222-GH100 | UPS A2_2 B Battery System | UPS-Battery String | DFAS Campus | A2_222 | Battery Room B | A2_2 | A2 | Unknown | Unknown |  |  | Installed | Microsoft Datacenter Norway AS | '+A2=462.222-GH100 | 2021-09-30 06:00
'+A2=462.222-NB001 | UPS A2_2 B System | UPS-UPS Static | DFAS Campus | A2_223 | UPS Room B | A2_2 | A2 | ABB | Unknown |  |  | Installed | Microsoft Datacenter Norway AS | '+A2=462.222-NB001 | 2021-09-30 06:01
'+A2=462.222-XP502 | Grid Analyzer, Whitespace B | PMS Equipment-Power Meter | DFAS Campus | A2_221 | UPS Output Switchboard B | A2_2 | A2 | IME | Unknown |  |  | Installed |  | '+A2462.222-XP502 | 2021-09-30 06:00
'+A2=462.222-XQ020 | MCB Busbar Whitespace, B | Electrical Distribution-Air Circuit Breaker | DFAS Campus | A2_221 | UPS Output Switchboard B | A2_2 | A2 | ABB | Unknown |  |  | Installed |  | '+A2462.222-XQ020 | 2021-09-30 06:00
'+A2=462.222-XQ025 | MCB Loadbank B | Electrical Distribution-Air Circuit Breaker | DFAS Campus | A2_221 | UPS Output Switchboard B | A2_2 | A2 | ABB | Unknown |  |  | Installed |  | '+A2462.222-XQ025 | 2021-09-30 06:00
'+A2=462.222-XS015 | MCB By-Pass From +A2=431.222 | Electrical Distribution-Air Circuit Breaker | DFAS Campus | A2_221 | UPS Output Switchboard B | A2_2 | A2 | ABB | Unknown |  |  | Installed |  | '+A2462.222-XS015 | 2021-09-30 06:01
'+A2=462.222-XS021 | MCB Group Switch for UPS Fields (06-07-08-09) | Electrical Distribution-Air Circuit Breaker | DFAS Campus | A2_221 | UPS Output Switchboard B | A2_2 | A2 | ABB | Unknown |  |  | Installed |  | '+A2462.222-XS021 | 2021-09-30 06:00
'+A2=462.222-XS022 | MCB from UPS nr. 1 | Electrical Distribution-Air Circuit Breaker | DFAS Campus | A2_221 | UPS Output Switchboard B | A2_2 | A2 | ABB | Unknown |  |  | Installed |  | '+A2462.222-XS022 | 2021-09-30 06:00
'+A2=462.222-XS023 | MCB from UPS nr. 2 | Electrical Distribution-Air Circuit Breaker | DFAS Campus | A2_221 | UPS Output Switchboard B | A2_2 | A2 | ABB | Unknown |  |  | Installed |  | '+A2462.222-XS023 | 2021-09-30 06:02
'+A2=462.222-XS024 | MCB from UPS nr. 3 | Electrical Distribution-Air Circuit Breaker | DFAS Campus | A2_221 | UPS Output Switchboard B | A2_2 | A2 | ABB | Unknown |  |  | Installed |  | '+A2462.222-XS024 | 2021-09-30 06:02
'+A2=462.231 | UPS Output Switchboard A side | Electrical Distribution-Switchboard | DFAS Campus | A2_321 | UPS Output Switchboard B | A2_3 | A2 | Unknown | Unknown |  |  | Installed |  | '+A2=462.231 | 2021-09-30 06:00
'+A2=462.231-GH100 | UPS A2_3 A Battery System | UPS-Battery String | DFAS Campus | A2_313 | Battery Room A | A2_3 | A2 | Unknown | Unknown |  |  | Installed | Microsoft Datacenter Norway AS | '+A2=462.231-GH100 | 2021-09-30 06:00
'+A2=462.231-NB001 | UPS A2_3 A System | UPS-UPS Static | DFAS Campus | A2_315 | UPS Room A | A2_3 | A2 | ABB | Unknown |  |  | Installed | Microsoft Datacenter Norway AS | '+A2=462.231-NB001 | 2021-09-30 06:00
'+A2=462.231-XQ014 | Switch Output to IDF3 (A-side) | Electrical Distribution-Air Circuit Breaker | DFAS Campus | A2_314 | UPS Output Switchboard A | A2_3 | A2 | ABB | Unknown |  |  | Installed |  | '+A2=462.231-XQ014 | 2021-09-30 06:00
'+A2=462.231-XQ015 | Switch Output to IDF1 (A-side) | Electrical Distribution-Air Circuit Breaker | DFAS Campus | A2_314 | UPS Output Switchboard A | A2_3 | A2 | ABB | Unknown |  |  | Installed |  | '+A2=462.231-XQ015 | 2021-09-30 06:02
'+A2=462.231-XQ020 | Switch Output to Whitespace A2_3 (A-side) | Electrical Distribution-Air Circuit Breaker | DFAS Campus | A2_314 | UPS Output Switchboard A | A2_3 | A2 | ABB | Unknown |  |  | Installed |  | '+A2=462.231-XQ020 | 2021-09-30 06:01
'+A2=462.231-XQ025 | Switch Output to Load Bank | Electrical Distribution-Air Circuit Breaker | DFAS Campus | A2_314 | UPS Output Switchboard A | A2_3 | A2 | ABB | Unknown |  |  | Installed |  | '+A2=462.231-XQ025 | 2021-09-30 06:01
'+A2=462.231-XS015 | Switch Input from UPS A Mechanical Bypass (Castle Key) | Electrical Distribution-Air Circuit Breaker | DFAS Campus | A2_314 | UPS Output Switchboard A | A2_3 | A2 | ABB | Unknown |  |  | Installed |  | '+A2=462.231-XS015 | 2021-09-30 06:02
'+A2=462.231-XS021 | Switch Input from UPS A (Castle Key) | Electrical Distribution-Air Circuit Breaker | DFAS Campus | A2_314 | UPS Output Switchboard A | A2_3 | A2 | ABB | Unknown |  |  | Installed |  | '+A2=462.231-XS021 | 2021-09-30 06:02
'+A2=462.231-XS022 | Switch Input from UPS 1 (A-side) | Electrical Distribution-Air Circuit Breaker | DFAS Campus | A2_314 | UPS Output Switchboard A | A2_3 | A2 | ABB | Unknown |  |  | Installed |  | '+A2=462.231-XS022 | 2021-09-30 06:02
'+A2=462.231-XS023 | Switch Input from UPS 2 (A-side) | Electrical Distribution-Air Circuit Breaker | DFAS Campus | A2_314 | UPS Output Switchboard A | A2_3 | A2 | ABB | Unknown |  |  | Installed |  | '+A2=462.231-XS023 | 2021-09-30 06:00
'+A2=462.231-XS024 | Switch Input from UPS 3 (A-side) | Electrical Distribution-Air Circuit Breaker | DFAS Campus | A2_314 | UPS Output Switchboard A | A2_3 | A2 | ABB | Unknown |  |  | Installed |  | '+A2=462.231-XS024 | 2021-09-30 06:01
'+A2=462.232 | UPS Output Switchboard B side | Electrical Distribution-Switchboard | DFAS Campus | A2_321 | UPS Output Switchboard B | A2_3 | A2 | Unknown | Unknown |  |  | Installed |  | '+A2=462.232 | 2021-09-30 06:02
'+A2=462.232-GH100 | UPS A2_3 B Battery System | UPS-Battery String | DFAS Campus | A2_322 | Battery Room B | A2_3 | A2 | Unknown | Unknown |  |  | Installed | Microsoft Datacenter Norway AS | '+A2=462.232-GH100 | 2021-09-30 06:00
'+A2=462.232-NB001 | UPS A2_3 B System | UPS-UPS Static | DFAS Campus | A2_323 | UPS Room B | A2_3 | A2 | ABB | Unknown |  |  | Installed | Microsoft Datacenter Norway AS | '+A2=462.232-NB001 | 2021-09-30 06:00
'+A2=462.232-XQ015 | Switch Output to IDF1 (B-side) | Electrical Distribution-Air Circuit Breaker | DFAS Campus | A2_321 | UPS Output Switchboard B | A2_3 | A2 | ABB | Unknown |  |  | Installed |  | '+A2=462.232-XQ015 | 2021-09-30 06:01
'+A2=462.232-XQ020 | Switch Output to Whitespace A2_3 (B-side) | Electrical Distribution-Air Circuit Breaker | DFAS Campus | A2_321 | UPS Output Switchboard B | A2_3 | A2 | ABB | Unknown |  |  | Installed |  | '+A2=462.232-XQ020 | 2021-09-30 06:01
'+A2=462.232-XQ025 | Switch Output to Load Bank | Electrical Distribution-Air Circuit Breaker | DFAS Campus | A2_321 | UPS Output Switchboard B | A2_3 | A2 | ABB | Unknown |  |  | Installed |  | '+A2=462.232-XQ025 | 2021-09-30 06:01
'+A2=462.232-XS015 | Switch Input from UPS B Mechanical Bypass (Castle Key) | Electrical Distribution-Air Circuit Breaker | DFAS Campus | A2_321 | UPS Output Switchboard B | A2_3 | A2 | ABB | Unknown |  |  | Installed |  | '+A2=462.232-XS015 | 2021-09-30 06:02
'+A2=462.232-XS021 | Switch Input from UPS B (Castle Key) | Electrical Distribution-Air Circuit Breaker | DFAS Campus | A2_321 | UPS Output Switchboard B | A2_3 | A2 | ABB | Unknown |  |  | Installed |  | '+A2=462.232-XS021 | 2021-09-30 06:02
'+A2=462.232-XS022 | Switch Input from UPS 1 (B-side) | Electrical Distribution-Air Circuit Breaker | DFAS Campus | A2_321 | UPS Output Switchboard B | A2_3 | A2 | ABB | Unknown |  |  | Installed |  | '+A2=462.232-XS022 | 2021-09-30 06:00
'+A2=462.232-XS023 | Switch Input from UPS 2 (B-side) | Electrical Distribution-Air Circuit Breaker | DFAS Campus | A2_321 | UPS Output Switchboard B | A2_3 | A2 | ABB | Unknown |  |  | Installed |  | '+A2=462.232-XS023 | 2021-09-30 06:00
'+A2=462.232-XS024 | Switch Input from UPS 3 (B-side) | Electrical Distribution-Air Circuit Breaker | DFAS Campus | A2_321 | UPS Output Switchboard B | A2_3 | A2 | ABB | Unknown |  |  | Installed |  | '+A2=462.232-XS024 | 2021-09-30 06:01
'+A2=542.004-RR001 | Aspiration Fire Alarm Unit | Fire Alarm-Fire Aspiration | DFAS Campus | A2_126 | Technical Corridor | A2_1 | A2 | Fire Alarm Aspiration Sensing Technology | Unknown |  |  | Installed |  | 30522 | 2021-09-30 06:02
'+A2=542.004-RR002 | Aspiration Fire Alarm Unit | Fire Alarm-Fire Aspiration | DFAS Campus | A2_126 | Technical Corridor | A2_1 | A2 | Fire Alarm Aspiration Sensing Technology | Unknown |  |  | Installed |  | 30523 | 2021-09-30 06:01
'+A2=542.004-RR003 | Aspiration Fire Alarm Unit | Fire Alarm-Fire Aspiration | DFAS Campus | A2_119 | UPS Output Switchboard A | A2_1 | A2 | Fire Alarm Aspiration Sensing Technology | Unknown |  |  | Installed |  | '+A2542.111-RY017 | 2021-09-30 06:01
'+A2=542.004-RR004 | Aspiration Fire Alarm Unit | Fire Alarm-Fire Aspiration | DFAS Campus | A2_131 | UPS Output Switchboard B | A2_1 | A2 | Fire Alarm Aspiration Sensing Technology | Unknown |  |  | Installed |  | '+A2542.112-RY018 | 2021-09-30 06:01
'+A2=542.004-RR005 | Aspiration Fire Alarm Unit | Fire Alarm-Fire Aspiration | DFAS Campus | A2_125 | White Space Corridor | A2_1 | A2 | Fire Alarm Aspiration Sensing Technology | Unknown |  |  | Installed |  | 30521 | 2021-09-30 06:01
'+A2=542.004-RR006 | Aspiration Fire Alarm Unit | Fire Alarm-Fire Aspiration | DFAS Campus | A2_125 | White Space Corridor | A2_1 | A2 | Fire Alarm Aspiration Sensing Technology | Unknown |  |  | Installed |  | 30520 | 2021-09-30 06:00
'+A2=542.004-RR007 | Aspiration Fire Alarm Unit | Fire Alarm-Fire Aspiration | DFAS Campus | A2_125 | White Space Corridor | A2_1 | A2 | Fire Alarm Aspiration Sensing Technology | Unknown |  |  | Installed |  | 30519 | 2021-09-30 06:02
'+A2=542.004-RR008 | Aspiration Fire Alarm Unit | Fire Alarm-Fire Aspiration | DFAS Campus | A2_125 | White Space Corridor | A2_1 | A2 | Fire Alarm Aspiration Sensing Technology | Unknown |  |  | Installed |  | 30518 | 2021-09-30 06:01
'+A2=542.004-RR009 | Aspiration Fire Alarm Unit | Fire Alarm-Fire Aspiration | DFAS Campus | A2_125 | White Space Corridor | A2_1 | A2 | Fire Alarm Aspiration Sensing Technology | Unknown |  |  | Installed |  | 30517 | 2021-09-30 06:01
'+A2=542.004-RR010 | Aspiration Fire Alarm Unit | Fire Alarm-Fire Aspiration | DFAS Campus | A2_125 | White Space Corridor | A2_1 | A2 | Fire Alarm Aspiration Sensing Technology | Unknown |  |  | Installed |  | 30516 | 2021-09-30 06:02
'+A2=542.004-RR011 | Aspiration Fire Alarm Unit | Fire Alarm-Fire Aspiration | DFAS Campus | A2_125 | White Space Corridor | A2_1 | A2 | Fire Alarm Aspiration Sensing Technology | Unknown |  |  | Installed |  | 30513 | 2021-09-30 06:01
'+A2=542.005-RR001 | Aspiration Fire Alarm Unit | Fire Alarm-Fire Aspiration | DFAS Campus | A2_204 | Munters Corridor | A2_2 | A2 | Fire Alarm Aspiration Sensing Technology | Unknown |  |  | Installed |  |  | 2021-09-30 06:00
'+A2=542.005-RR002 | Aspiration Fire Alarm Unit | Fire Alarm-Fire Aspiration | DFAS Campus | A2_204 | Munters Corridor | A2_2 | A2 | Fire Alarm Aspiration Sensing Technology | Unknown |  |  | Installed |  |  | 2021-09-30 06:01
'+A2=542.005-RR003 | Aspiration Fire Alarm Unit | Fire Alarm-Fire Aspiration | DFAS Campus | A2_214 | UPS Output Switchboard A | A2_2 | A2 | Fire Alarm Aspiration Sensing Technology | Unknown |  |  | Installed |  |  | 2021-09-30 06:00
'+A2=542.005-RR004 | Aspiration Fire Alarm Unit | Fire Alarm-Fire Aspiration | DFAS Campus | A2_221 | UPS Output Switchboard B | A2_2 | A2 | Fire Alarm Aspiration Sensing Technology | Unknown |  |  | Installed |  |  | 2021-09-30 06:01
'+A2=542.005-RR005 | Aspiration Fire Alarm Unit | Fire Alarm-Fire Aspiration | DFAS Campus | A2_201 | White Space Corridor | A2_2 | A2 | Fire Alarm Aspiration Sensing Technology | Unknown |  |  | Installed |  |  | 2021-09-30 06:01
'+A2=542.005-RR006 | Aspiration Fire Alarm Unit | Fire Alarm-Fire Aspiration | DFAS Campus | A2_201 | White Space Corridor | A2_2 | A2 | Fire Alarm Aspiration Sensing Technology | Unknown |  |  | Installed |  |  | 2021-09-30 06:00
'+A2=542.005-RR007 | Aspiration Fire Alarm Unit | Fire Alarm-Fire Aspiration | DFAS Campus | A2_201 | White Space Corridor | A2_2 | A2 | Fire Alarm Aspiration Sensing Technology | Unknown |  |  | Installed |  |  | 2021-09-30 06:02
'+A2=542.005-RR008 | Aspiration Fire Alarm Unit | Fire Alarm-Fire Aspiration | DFAS Campus | A2_201 | White Space Corridor | A2_2 | A2 | Fire Alarm Aspiration Sensing Technology | Unknown |  |  | Installed |  | '+A2542.121-RY014 | 2021-09-30 06:00
'+A2=542.005-RR009 | Aspiration Fire Alarm Unit | Fire Alarm-Fire Aspiration | DFAS Campus | A2_201 | White Space Corridor | A2_2 | A2 | Fire Alarm Aspiration Sensing Technology | Unknown |  |  | Installed |  | '+A2542.121-RY013 | 2021-09-30 06:02
'+A2=542.005-RR010 | Aspiration Fire Alarm Unit | Fire Alarm-Fire Aspiration | DFAS Campus | A2_201 | White Space Corridor | A2_2 | A2 | Fire Alarm Aspiration Sensing Technology | Unknown |  |  | Installed |  | '+A2542.121-RY012 | 2021-09-30 06:00
'+A2=542.005-RR011 | Aspiration Fire Alarm Unit | Fire Alarm-Fire Aspiration | DFAS Campus | A2_201 | White Space Corridor | A2_2 | A2 | Fire Alarm Aspiration Sensing Technology | Unknown |  |  | Installed |  | '+A2542.121-RY011 | 2021-09-30 06:01
'+A2=542.005-RR012 | Aspiration Fire Alarm Unit | Fire Alarm-Fire Aspiration | DFAS Campus | A2_201 | White Space Corridor | A2_2 | A2 | Fire Alarm Aspiration Sensing Technology | Unknown |  |  | Installed |  | '+A2542.121-RY010 | 2021-09-30 06:00
'+A2=542.111-OU004 | Fire Panel System 9 | Fire Alarm-Fire Panel | DFAS Campus | A2_125 | White Space Corridor | A2_1 | A2 | Eltek | Unknown |  |  | Installed |  | 30514 | 2021-09-30 06:01
'+A2=542.111-RY001 | Aspiration Fire Alarm Unit | Fire Alarm-Fire Aspiration | DFAS Campus | AM_109 | BMMR-A | AM_1 | AM | Fire Alarm Aspiration Sensing Technology | Unknown |  |  | Installed |  |  | 2021-09-30 06:01
'+A2=542.111-RY003 | Aspiration Fire Alarm Unit | Fire Alarm-Fire Aspiration | DFAS Campus | A2_105 | CMMR-A | A2_1 | A2 | Fire Alarm Aspiration Sensing Technology | Unknown |  |  | Installed |  | '+A2542.111-RY003 | 2021-09-30 06:00
'+A2=542.111-RY005 | Aspiration Fire Alarm Unit | Fire Alarm-Fire Aspiration | DFAS Campus | A2_104 | FMMR-A | A2_1 | A2 | Fire Alarm Aspiration Sensing Technology | Unknown |  |  | Installed |  | '+A2542.111-RY005 | 2021-09-30 06:01
'+A2=542.112-RY002 | Aspiration Fire Alarm Unit | Fire Alarm-Fire Aspiration | DFAS Campus | AM_104 | BMMR-B | AM_1 | AM | Fire Alarm Aspiration Sensing Technology | Unknown |  |  | Installed |  | '+A2542.112-RY002 | 2021-09-30 06:01
'+A2=542.112-RY004 | Aspiration Fire Alarm Unit | Fire Alarm-Fire Aspiration | DFAS Campus | A2_102 | CMMR-B | A2_1 | A2 | Fire Alarm Aspiration Sensing Technology | Unknown |  |  | Installed |  | '+A2542.112-RY004 | 2021-09-30 06:00
'+A2=542.112-RY006 | Aspiration Fire Alarm Unit | Fire Alarm-Fire Aspiration | DFAS Campus | A2_103 | FMMR-B | A2_1 | A2 | Fire Alarm Aspiration Sensing Technology | Unknown |  |  | Installed |  | '+A2542.112-RY006 | 2021-09-30 06:00
'+A2=542.112-RY007 | Aspiration Fire Alarm Unit | Fire Alarm-Fire Aspiration | DFAS Campus | A2_103 | FMMR-B | A2_1 | A2 | Fire Alarm Aspiration Sensing Technology | Unknown |  |  | Installed |  | '+A2542.112-RY007 | 2021-09-30 06:00
'+A2=542.121-OU005 | Fire Panel System 11 | Fire Alarm-Fire Panel | DFAS Campus | A2_201 | White Space Corridor | A2_2 | A2 | Eltek | Unknown |  |  | Installed |  |  | 2021-09-30 06:01
'+A2=542.121-RY001 | Aspiration Fire Alarm Unit | Fire Alarm-Fire Aspiration | DFAS Campus | AM_208 | FMMR-A | AM_2 | AM | Fire Alarm Aspiration Sensing Technology | Unknown |  |  | Installed |  |  | 2021-09-30 06:02
'+A2=542.121-RY003 | Aspiration Fire Alarm Unit | Fire Alarm-Fire Aspiration | DFAS Campus | A2_201 | White Space Corridor | A2_2 | A2 | Fire Alarm Aspiration Sensing Technology | Unknown |  |  | Installed |  | Unknown | 2021-09-30 06:02
'+A2=542.121-RY005 | Aspiration Fire Alarm Unit | Fire Alarm-Fire Aspiration | DFAS Campus | A2_201 | White Space Corridor | A2_2 | A2 | Fire Alarm Aspiration Sensing Technology | Unknown |  |  | Installed |  | Unknown | 2021-09-30 06:00
'+A2=542.121-RY008 | Aspiration Fire Alarm Unit | Fire Alarm-Fire Aspiration | DFAS Campus | A2_202 | White Space | A2_2 | A2 | Fire Alarm Aspiration Sensing Technology | Unknown |  |  | Installed |  |  | 2021-09-30 06:00
'+A2=542.121-RY009 | Aspiration Fire Alarm Unit | Fire Alarm-Fire Aspiration | DFAS Campus | A2_202 | White Space | A2_2 | A2 | Fire Alarm Aspiration Sensing Technology | Unknown |  |  | Installed |  |  | 2021-09-30 06:00
'+A2=542.122-RY002 | Aspiration Fire Alarm Unit | Fire Alarm-Fire Aspiration | DFAS Campus | A2_201 | White Space Corridor | A2_2 | A2 | Fire Alarm Aspiration Sensing Technology | Unknown |  |  | Installed |  | '+A2542.122-RY002 | 2021-09-30 06:02
'+A2=542.122-RY004 | Aspiration Fire Alarm Unit | Fire Alarm-Fire Aspiration | DFAS Campus | A2_202 | White Space | A2_2 | A2 | Fire Alarm Aspiration Sensing Technology | Unknown |  |  | Installed |  |  | 2021-09-30 06:02
'+A2=542.122-RY006 | Aspiration Fire Alarm Unit | Fire Alarm-Fire Aspiration | DFAS Campus | A2_201 | White Space Corridor | A2_2 | A2 | Fire Alarm Aspiration Sensing Technology | Unknown |  |  | Installed |  | Unknown | 2021-09-30 06:01
'+A2=542.122-RY007 | Aspiration Fire Alarm Unit | Fire Alarm-Fire Aspiration | DFAS Campus | A2_201 | White Space Corridor | A2_2 | A2 | Fire Alarm Aspiration Sensing Technology | Unknown |  |  | Installed |  | Unknown | 2021-09-30 06:00
'+A2=542.131-RY001 | Aspiration Fire Alarm Unit | Fire Alarm-Fire Aspiration | DFAS Campus | A2_301 | White Space Corridor | A2_3 | A2 | Fire Alarm Aspiration Sensing Technology | Unknown |  |  | Installed |  | '+A2542.131-RY001 | 2021-09-30 06:02
'+A2=542.131-RY003 | Aspiration Fire Alarm Unit | Fire Alarm-Fire Aspiration | DFAS Campus | A2_301 | White Space Corridor | A2_3 | A2 | Fire Alarm Aspiration Sensing Technology | Unknown |  |  | Installed |  | '+A2542.131-RY003 | 2021-09-30 06:00
'+A2=542.131-RY005 | Aspiration Fire Alarm Unit | Fire Alarm-Fire Aspiration | DFAS Campus | A2_301 | White Space Corridor | A2_3 | A2 | Fire Alarm Aspiration Sensing Technology | Unknown |  |  | Installed |  | '+A2542.131-RY005 | 2021-09-30 06:00
'+A2=542.131-RY008 | Aspiration Fire Alarm Unit | Fire Alarm-Fire Aspiration | DFAS Campus | A2_301 | White Space Corridor | A2_3 | A2 | Fire Alarm Aspiration Sensing Technology | Unknown |  |  | Installed |  | '+A2542.131-RY008 | 2021-09-30 06:00
'+A2=542.131-RY009 | Aspiration Fire Alarm Unit | Fire Alarm-Fire Aspiration | DFAS Campus | A2_301 | White Space Corridor | A2_3 | A2 | Fire Alarm Aspiration Sensing Technology | Unknown |  |  | Installed |  | '+A2542.131-RY009 | 2021-09-30 06:00
'+A2=542.131-RY010 | Aspiration Fire Alarm Unit | Fire Alarm-Fire Aspiration | DFAS Campus | A2_301 | White Space Corridor | A2_3 | A2 | Fire Alarm Aspiration Sensing Technology | Unknown |  |  | Installed |  | '+A2542.131-RY010 | 2021-09-30 06:00
'+A2=542.131-RY011 | Aspiration Fire Alarm Unit | Fire Alarm-Fire Aspiration | DFAS Campus | A2_301 | White Space Corridor | A2_3 | A2 | Fire Alarm Aspiration Sensing Technology | Unknown |  |  | Installed |  | '+A2542.131-RY011 | 2021-09-30 06:02
'+A2=542.131-RY012 | Aspiration Fire Alarm Unit | Fire Alarm-Fire Aspiration | DFAS Campus | A2_301 | White Space Corridor | A2_3 | A2 | Fire Alarm Aspiration Sensing Technology | Unknown |  |  | Installed |  | '+A2542.131-RY012 | 2021-09-30 06:01
'+A2=542.131-RY013 | Aspiration Fire Alarm Unit | Fire Alarm-Fire Aspiration | DFAS Campus | A2_301 | White Space Corridor | A2_3 | A2 | Fire Alarm Aspiration Sensing Technology | Unknown |  |  | Installed |  | '+A2542.131-RY013 | 2021-09-30 06:02
'+A2=542.131-RY014 | Aspiration Fire Alarm Unit | Fire Alarm-Fire Aspiration | DFAS Campus | A2_301 | White Space Corridor | A2_3 | A2 | Fire Alarm Aspiration Sensing Technology | Unknown |  |  | Installed |  | '+A2542.131-RY014 | 2021-09-30 06:01
'+A2=542.131-RY015 | Aspiration Fire Alarm Unit | Fire Alarm-Fire Aspiration | DFAS Campus | A2_301 | White Space Corridor | A2_3 | A2 | Fire Alarm Aspiration Sensing Technology | Unknown |  |  | Installed |  | '+A2542.131-RY015 | 2021-09-30 06:00
'+A2=542.131-RY016 | Aspiration Fire Alarm Unit | Fire Alarm-Fire Aspiration | DFAS Campus | A2_301 | White Space Corridor | A2_3 | A2 | Fire Alarm Aspiration Sensing Technology | Unknown |  |  | Installed |  | '+A2542.131-RY016 | 2021-09-30 06:01
'+A2=542.131-RY017 | Aspiration Fire Alarm Unit | Fire Alarm-Fire Aspiration | DFAS Campus | A2_301 | White Space Corridor | A2_3 | A2 | Fire Alarm Aspiration Sensing Technology | Unknown |  |  | Installed |  | '+A2542.131-RY017 | 2021-09-30 06:01
'+A2=542.132-RY002 | Aspiration Fire Alarm Unit | Fire Alarm-Fire Aspiration | DFAS Campus | A2_301 | White Space Corridor | A2_3 | A2 | Fire Alarm Aspiration Sensing Technology | Unknown |  |  | Installed |  | '+A2542.132-RY002 | 2021-09-30 06:02
'+A2=542.132-RY004 | Aspiration Fire Alarm Unit | Fire Alarm-Fire Aspiration | DFAS Campus | A2_301 | White Space Corridor | A2_3 | A2 | Fire Alarm Aspiration Sensing Technology | Unknown |  |  | Installed |  | Unknown | 2021-09-30 06:02
'+A2=542.132-RY006 | Aspiration Fire Alarm Unit | Fire Alarm-Fire Aspiration | DFAS Campus | A2_301 | White Space Corridor | A2_3 | A2 | Fire Alarm Aspiration Sensing Technology | Unknown |  |  | Installed |  | Unknown | 2021-09-30 06:00
'+A2=542.132-RY007 | Aspiration Fire Alarm Unit | Fire Alarm-Fire Aspiration | DFAS Campus | A2_301 | White Space Corridor | A2_3 | A2 | Fire Alarm Aspiration Sensing Technology | Unknown |  |  | Installed |  | Unknown | 2021-09-30 06:01
'+A2=542.132-RY018 | Aspiration Fire Alarm Unit | Fire Alarm-Fire Aspiration | DFAS Campus | A2_301 | White Space Corridor | A2_3 | A2 | Fire Alarm Aspiration Sensing Technology | Unknown |  |  | Installed |  | '+A2542.132-RY018 | 2021-09-30 06:01
'+A2=562.111 | BMS Sub-panel | BMS Equipment-BMS Outstation | DFAS Campus | A2_123 | Munters Corridor | A2_1 | A2 | IME | Unknown |  |  | Installed |  |  | 2021-09-30 06:00
'+A2=562.112 | BMS Sub-panel | BMS Equipment-BMS Outstation | DFAS Campus | A2_125 | White Space Corridor | A2_1 | A2 | Unknown | Unknown |  |  | Installed |  | 30515 | 2021-09-30 06:00
'+A2=562.122 | BMS Sub-panel | BMS Equipment-BMS Outstation | DFAS Campus | A2_201 | White Space Corridor | A2_2 | A2 | Unknown | Unknown |  |  | Installed |  |  | 2021-09-30 06:01
'+A2=562.124 | BMS Sub-panel | BMS Equipment-BMS Outstation | DFAS Campus | A2_201 | White Space Corridor | A2_2 | A2 | Unknown | Unknown |  |  | Installed |  |  | 2021-09-30 06:01
'+A3=335.131 | Novec 1230 IDF2, Level 3 | Fire Prevention-Fire Suppression | DFAS Campus | A3_303 | IDF2 (OSL20 - F03I02) | A3_3 | A3 | Unknown | Unknown |  |  | Installed |  |  | 2021-09-30 06:01
'+A3=335.132 | Novec 1230 IDF4, Level 3 | Fire Prevention-Fire Suppression | DFAS Campus | A3_304 | IDF4 (OSL20 - F03I04) | A3_3 | A3 | Unknown | Unknown |  |  | Installed |  |  | 2021-09-30 06:01
'+A3=353.111 | Indoor Unit DX - UPS A3_1 C System | Cooling-DX Unit | DFAS Campus | A3_102 | UPS Room C | A3_1 | A3 | Unknown | Unknown |  |  | Installed |  |  | 2021-09-30 06:00
'+A3=353.112 | Indoor Unit DX - UPS A3_1 C Battery System | Cooling-DX Unit | DFAS Campus | A3_104 | Battery Room C | A3_1 | A3 | Unknown | Unknown |  |  | Installed |  |  | 2021-09-30 06:02
'+A3=353.131-IK001 | Munters Unit A3_3_1 | Cooling-IEC | DFAS Campus | A3_302 | Munters Area | A3_3 | A3 | Munters Belgium | Unknown | GK Norge AS |  | Installed |  | 30564 | 2021-09-30 06:02
'+A3=353.132-IK001 | Munters Unit A3_3_2 | Cooling-IEC | DFAS Campus | A3_302 | Munters Area | A3_3 | A3 | Munters Belgium | Unknown | GK Norge AS |  | Installed |  | 30565 | 2021-09-30 06:00
'+A3=353.133-IK001 | Munters Unit A3_3_3 | Cooling-IEC | DFAS Campus | A3_302 | Munters Area | A3_3 | A3 | Munters Belgium | Unknown | GK Norge AS |  | Installed |  | 30566 | 2021-09-30 06:02
'+A3=353.134-IK001 | Munters Unit A3_3_4 | Cooling-IEC | DFAS Campus | A3_302 | Munters Area | A3_3 | A3 | Munters Belgium | Unknown | GK Norge AS |  | Installed |  | 30567 | 2021-09-30 06:01
'+A3=353.135 | CCU01 | Cooling-CCU DX | DFAS Campus | A3_303 | IDF2 (OSL20 - F03I02) | A3_3 | A3 | Unknown | Unknown |  |  | Installed |  |  | 2021-09-30 06:00
'+A3=353.135-IK001 | Munters Unit A3_3_5 | Cooling-IEC | DFAS Campus | A3_302 | Munters Area | A3_3 | A3 | Munters Belgium | Unknown | GK Norge AS |  | Installed |  | 30568 | 2021-09-30 06:02
'+A3=353.136 | CCU02 | Cooling-CCU DX | DFAS Campus | A3_303 | IDF2 (OSL20 - F03I02) | A3_3 | A3 | Unknown | Unknown |  |  | Installed |  |  | 2021-09-30 06:01
'+A3=353.136-IK001 | Munters Unit A3_3_6 | Cooling-IEC | DFAS Campus | A3_302 | Munters Area | A3_3 | A3 | Munters Belgium | Unknown | GK Norge AS |  | Installed |  | 30569 | 2021-09-30 06:00
'+A3=353.137 | CCU01 | Cooling-CCU DX | DFAS Campus | A3_304 | IDF4 (OSL20 - F03I04) | A3_3 | A3 | Unknown | Unknown |  |  | Installed |  |  | 2021-09-30 06:00
'+A3=353.137-IK001 | Munters Unit A3_3_7 | Cooling-IEC | DFAS Campus | A3_302 | Munters Area | A3_3 | A3 | Munters Belgium | Unknown | GK Norge AS |  | Installed |  | 30570 | 2021-09-30 06:02
'+A3=353.138 | CCU02 | Cooling-CCU DX | DFAS Campus | A3_304 | IDF4 (OSL20 - F03I04) | A3_3 | A3 | Unknown | Unknown |  |  | Installed |  |  | 2021-09-30 06:01
'+A3=353.138-IK001 | Munters Unit A3_3_8 | Cooling-IEC | DFAS Campus | A3_302 | Munters Area | A3_3 | A3 | Munters Belgium | Unknown | GK Norge AS |  | Installed |  | 30571 | 2021-09-30 06:01
'+A3=360.121 | Air Handling Unit | Air Conditioning-AHU | DFAS Campus | A3_201 | Office Heat Rejection Plant Room | A3_2 | A3 | Unknown | Unknown |  |  | Installed |  | '+A3=360.121 | 2021-09-30 06:00
'+A3=373.131 | DX Unit Office Areas 1 | Cooling-DX Unit | DFAS Campus | A3_302 | Munters Area | A3_3 | A3 | Unknown | Unknown |  |  | Installed |  | '+A3=373.131 | 2021-09-30 06:01
'+A3=373.132 | DX Unit Office Areas 2 | Cooling-DX Unit | DFAS Campus | A3_302 | Munters Area | A3_3 | A3 | Unknown | Unknown |  |  | Installed |  | '+A3=373.132 | 2021-09-30 06:00
'+A3=432.111 | Main Switchboard C side | Electrical Distribution-Switchboard | DFAS Campus | A3_103 | Main Input Switchboard C | A3_1 | A3 | Unknown | Unknown |  |  | Installed |  | '+A3=432.111 | 2021-09-30 06:02
'+A3=432.111-XQ010 | Switch Supply From Transformer T6 | Electrical Distribution-Air Circuit Breaker | DFAS Campus | A3_103 | Main Input Switchboard C | A3_1 | A3 | ABB | Unknown |  |  | Installed |  | '+A3=432.111-XQ010 | 2021-09-30 06:00
'+A3=432.111-XQ011 | Switch Supply From Generator A2_6 | Electrical Distribution-Air Circuit Breaker | DFAS Campus | A3_103 | Main Input Switchboard C | A3_1 | A3 | ABB | Unknown |  |  | Installed |  | '+A3=432.111-XQ011 | 2021-09-30 06:02
'+A3=432.111-XQ016 | Switch Output to UPS C Mechanical Bypass | Electrical Distribution-Air Circuit Breaker | DFAS Campus | A3_103 | Main Input Switchboard C | A3_1 | A3 | ABB | Unknown |  |  | Installed |  | '+A3=432.111-XQ016 | 2021-09-30 06:00
'+A3=432.111-XQ018 | Switch Output to UPS 1 (C-side) | Electrical Distribution-Air Circuit Breaker | DFAS Campus | A3_103 | Main Input Switchboard C | A3_1 | A3 | ABB | Unknown |  |  | Installed |  | '+A3=432.111-XQ018 | 2021-09-30 06:00
'+A3=432.111-XQ019 | Switch Output to UPS 2 (C-side) | Electrical Distribution-Air Circuit Breaker | DFAS Campus | A3_103 | Main Input Switchboard C | A3_1 | A3 | ABB | Unknown |  |  | Installed |  | '+A3=432.111-XQ019 | 2021-09-30 06:02
'+A3=432.111-XQ020 | Switch Output to UPS 3 (C-side) | Electrical Distribution-Air Circuit Breaker | DFAS Campus | A3_103 | Main Input Switchboard C | A3_1 | A3 | ABB | Unknown |  |  | Installed |  | '+A3=432.111-XQ020 | 2021-09-30 06:02
'+A3=462.111 | UPS Output Switchboard C side | Electrical Distribution-Switchboard | DFAS Campus | A3_105 | UPS Output Switchboard C | A3_1 | A3 | Unknown | Unknown |  |  | Installed |  | '+A3=462.111 | 2021-09-30 06:02
'+A3=462.111-XQ015 | Switch Output to IDF3 (C-side) | Electrical Distribution-Air Circuit Breaker | DFAS Campus | A3_105 | UPS Output Switchboard C | A3_1 | A3 | ABB | Unknown |  |  | Installed |  | '+A3=462.111-XQ015 | 2021-09-30 06:02
'+A3=462.111-XQ020 | Switch Output to Whitespace A2_3 (C-side) | Electrical Distribution-Air Circuit Breaker | DFAS Campus | A3_105 | UPS Output Switchboard C | A3_1 | A3 | ABB | Unknown |  |  | Installed |  | '+A3=462.111-XQ020 | 2021-09-30 06:01
'+A3=462.111-XQ026 | Switch Output to Load Bank | Electrical Distribution-Air Circuit Breaker | DFAS Campus | A3_105 | UPS Output Switchboard C | A3_1 | A3 | ABB | Unknown |  |  | Installed |  | '+A3=462.111-XQ026 | 2021-09-30 06:01
'+A3=462.111-XS016 | Switch Input from UPS C Mechanical Bypass (Castle Key) | Electrical Distribution-Air Circuit Breaker | DFAS Campus | A3_105 | UPS Output Switchboard C | A3_1 | A3 | ABB | Unknown |  |  | Installed |  | '+A3=462.111-XS016 | 2021-09-30 06:02
'+A3=462.111-XS022 | Switch Input from UPS C (Castle Key) | Electrical Distribution-Air Circuit Breaker | DFAS Campus | A3_105 | UPS Output Switchboard C | A3_1 | A3 | ABB | Unknown |  |  | Installed |  | '+A3=462.111-XS022 | 2021-09-30 06:00
'+A3=462.111-XS023 | Switch Input from UPS 1 (C-side) | Electrical Distribution-Air Circuit Breaker | DFAS Campus | A3_105 | UPS Output Switchboard C | A3_1 | A3 | ABB | Unknown |  |  | Installed |  | '+A3=462.111-XS023 | 2021-09-30 06:01
'+A3=462.111-XS024 | Switch Input from UPS 2 (C-side) | Electrical Distribution-Air Circuit Breaker | DFAS Campus | A3_105 | UPS Output Switchboard C | A3_1 | A3 | ABB | Unknown |  |  | Installed |  | '+A3=462.111-XS024 | 2021-09-30 06:00
'+A3=462.111-XS025 | Switch Input from UPS 3 (C-side) | Electrical Distribution-Air Circuit Breaker | DFAS Campus | A3_105 | UPS Output Switchboard C | A3_1 | A3 | ABB | Unknown |  |  | Installed |  | '+A3=462.111-XS025 | 2021-09-30 06:01
'+A3=462.213-GH100 | UPS A3_1 C Battery System | UPS-Battery String | DFAS Campus | A3_104 | Battery Room C | A3_1 | A3 | Unknown | Unknown |  |  | Installed | Microsoft Datacenter Norway AS | '+A3=462.213-GH100 | 2021-09-30 06:02
'+A3=462.213-NB001 | UPS A3_1 C System | UPS-UPS Static | DFAS Campus | A3_102 | UPS Room C | A3_1 | A3 | ABB | Unknown |  |  | Installed | Microsoft Datacenter Norway AS | '+A3=462.213-NB001 | 2021-09-30 06:01
'+AM 320.301 JP401 | Water Pump | Water Supply-Water Pump | DFAS Campus | AM_402 | Tech Area | AM_4 | AM | Grundfos | Unknown |  |  | Installed |  | 30253 | 2021-09-30 06:01
'+AM 320.301 JP402 | Water Pump | Water Supply-Water Pump | DFAS Campus | AM_402 | Tech Area | AM_4 | AM | Grundfos | Unknown |  |  | Installed |  | 30257 | 2021-09-30 06:01
'+AM 320.302 JP501 | Water Pump | Water Supply-Water Pump | DFAS Campus | AM_402 | Tech Area | AM_4 | AM | Grundfos | Unknown |  |  | Installed |  | 30254 | 2021-09-30 06:02
'+AM 360.311 JP401 | Water Pump | Water Supply-Water Pump | DFAS Campus | AM_402 | Tech Area | AM_4 | AM | Grundfos | Unknown |  |  | Installed |  | 30263 | 2021-09-30 06:01
'+AM 360.321 JP401 | Water Pump | Water Supply-Water Pump | DFAS Campus | AM_402 | Tech Area | AM_4 | AM | Grundfos | Unknown |  |  | Installed |  | 30261 | 2021-09-30 06:01
'+AM=234.011-DP002 | Shutter - Internal | Physical Security-Shutter | DFAS Campus | AM_111 | Unpacking Room | AM_1 | AM | Unknown | Unknown |  |  | Installed |  |  | 2021-09-30 06:00
'+AM=244.011-DB001 | Fire Shutter | Fire Isolation-Fire Door | DFAS Campus | AM_114 | Loading Bay | AM_1 | AM | Unknown | Unknown |  |  | Installed |  |  | 2021-09-30 06:01
'+AM=244.011-DI001 | Mantrap | Physical Security-Mantrap | DFAS Campus | AM_127 | Reception Area | A3_1 | A3 | Unknown | Unknown |  |  | Installed |  |  | 2021-09-30 06:00
'+AM=244.011-DP001 | Roller Shutter Door | Physical Security-Shutter | DFAS Campus | AM_114 | Loading Bay | AM_1 | AM | Unknown | Unknown |  |  | Installed |  |  | 2021-09-30 06:00
'+AM=263.001-DL001 | Fire Hatch | Fire Isolation-Fire Hatch | DFAS Campus | AM_401 | Stair 1 | AM_4 | AM | Unknown | Unknown |  |  | Installed |  |  | 2021-09-30 06:02
'+AM=335.331 | Novec 1230 IDF1, Level 3 | Fire Prevention-Fire Suppression | DFAS Campus | A3_308 | IDF1 (OSL20 - F03I01) | AM_3 | AM | Unknown | Unknown |  |  | Installed |  |  | 2021-09-30 06:01
'+AM=335.332 | Novec 1230 IDF3, Level 3 | Fire Prevention-Fire Suppression | DFAS Campus | A3_309 | IDF3 (OSL20 - F03I03) | AM_3 | AM | Unknown | Unknown |  |  | Installed |  |  | 2021-09-30 06:01
'+AM=345.041-UL000 | Compressed Air System | Pneumatic-Air Compressor | DFAS Campus | AM_402 | Tech Area | AM_4 | AM | Unknown | Unknown |  |  | Installed |  | 30259 | 2021-09-30 06:01
'+AM=353.331 | CCU01 | Cooling-CCU DX | DFAS Campus | A3_308 | IDF1 (OSL20 - F03I01) | AM_3 | AM | Unknown | Unknown |  |  | Installed |  |  | 2021-09-30 06:00
'+AM=353.332 | CCU02 | Cooling-CCU DX | DFAS Campus | A3_308 | IDF1 (OSL20 - F03I01) | AM_3 | AM | Unknown | Unknown |  |  | Installed |  |  | 2021-09-30 06:00
'+AM=353.333 | CCU01 | Cooling-CCU DX | DFAS Campus | A3_309 | IDF3 (OSL20 - F03I03) | AM_3 | AM | Unknown | Unknown |  |  | Installed |  |  | 2021-09-30 06:02
'+AM=353.334 | CCU02 | Cooling-CCU DX | DFAS Campus | A3_309 | IDF3 (OSL20 - F03I03) | AM_3 | AM | Unknown | Unknown |  |  | Installed |  |  | 2021-09-30 06:02
'+AM=360.001 | Tank Heat Exchanger | Cooling Distribution-Heat Exchanger | DFAS Campus | AM_402 | Tech Area | AM_4 | AM | Unknown | Unknown |  |  | Installed |  | 30252 | 2021-09-30 06:01
'+AM=360.001-IE001 | Electric Water Heater (for AHU) | Heating Equipment-Electric Water Heater | DFAS Campus | AM_402 | Tech Area | AM_4 | AM | Sempa Energi AS | Unknown |  |  | Installed |  | 30258 | 2021-09-30 06:00
'+AM=360.001-LX001 | Heat pump | Cooling-DX Unit | DFAS Campus | AM_402 | Tech Area | AM_4 | AM | RC Group | Unknown |  |  | Installed |  | 30247 | 2021-09-30 06:00
'+AM=360.001-NW001 | Hot Water Immersion Tank (Tap Water) | Heating Equipment-Electric Water Heater | DFAS Campus | AM_402 | Tech Area | AM_4 | AM | OZO Hotwater | Unknown |  |  | Installed |  | 30248 | 2021-09-30 06:01
'+AM=360.301 | Air Handling Unit | Air Conditioning-AHU | DFAS Campus | AM_402 | Tech Area | AM_4 | AM | SystemAir | Unknown |  |  | Installed |  | 30262 | 2021-09-30 06:01
'+AM=360.302 | Air Handling Unit | Air Conditioning-AHU | DFAS Campus | AM_402 | Tech Area | AM_4 | AM | SystemAir | Unknown |  |  | Installed |  | 30260 | 2021-09-30 06:02
'+AM=433.331 | Distribution Board +AM=433.331 | Electrical Distribution-Distribution Board | DFAS Campus | AM_302 | Corridor | AM_3 | AM | ELCOR | Unknown |  |  | Installed |  | 30379 | 2021-09-30 06:01
'+AM=434.341 | BMS Panel | BMS Equipment-BMS Outstation | DFAS Campus | AM_402 | Tech Area | AM_4 | AM | GK Byggautomasjon | Unknown |  |  | Installed |  | 30255 | 2021-09-30 06:00
'+AM=434.342 | AUTOMATIKKFORDELING Control Panel | Electrical Distribution-Distribution Board | DFAS Campus | AM_402 | Tech Area | AM_4 | AM | ELCOR | Unknown |  |  | Installed |  | 30256 | 2021-09-30 06:01
'+AM=461.411-IG007 | Diesel Generator AM_7 | Power Generator-Diesel Generator | DFAS Campus | A1_001 | Generators | A1_0 | A1 | Caterpiller | Unknown |  | Pon Power AS | Installed |  | Missing | 2021-09-30 06:01
'+AM=621.001-KH001 | Passenger Lift 630 kg | Transport-Passenger Lift | DFAS Campus | AM_125 | Elevator Passenger 1 (Level 1 Landing) | AM_1 | AM | Unknown | Unknown |  |  | Installed |  | TEMP071 | 2021-09-30 06:01
'+AM=621.001-KH002 | Goods Lift | Transport-Goods Lift | DFAS Campus | AM_116 | Elevator Goods 1 (Level 1 Landing) | AM_1 | AM | Unknown | Unknown |  |  | Installed |  |  | 2021-09-30 06:02
'+AM=624.001-HT001 | Scissor Lift | Transport-Scissor Lift | DFAS Campus | AM_001 | Entrance Goods In | AM_0 | AM | Unknown | Unknown |  |  | Installed |  | Unknown | 2021-09-30 06:00
30000 | KeyWatcher | Security System-KeyWatcher | DFAS Campus | AM_101 | Corridor (Reception) | AM_1 | AM | KeyWatcher | Unknown |  |  | Installed |  | 30000 | 2021-09-30 06:02
30043 | Security Intruder Detection System | Security System-Intruder Alarm | DFAS Campus | A1_120 | UPS Room A | A1_1 | A1 | Unknown | Unknown |  |  | Installed |  | 30043 | 2021-09-30 06:02
30075 | Hose Reel | Fire Prevention-Fire Hose | DFAS Campus | A1_122 | Airlock | A1_1 | A1 | Unknown | Unknown |  |  | Installed |  | 30075 | 2021-09-30 06:01
30095 | Pressure Vessel | Water Treatment-Pressure Vessel | DFAS Campus | A1_114 | Water Plant Rm | A1_1 | A1 | Grundfos | Unknown |  |  | Installed |  | 30095 | 2021-09-30 06:00
30096 | Pressure Vessel - Water Mist System A1 | Water Treatment-Pressure Vessel | DFAS Campus | A1_114 | Water Plant Rm | A1_1 | A1 | Grundfos | Unknown |  |  | Installed |  | 30096 | 2021-09-30 06:00
30109 | Aspiration Fire Alarm Unit | Fire Alarm-Fire Aspiration | DFAS Campus | AM_122 | BMMR-B | AM_1 | AM | Fire Alarm Aspiration Sensing Technology | Unknown |  |  | Installed |  | 30109 | 2021-09-30 06:02
30112 | Aspiration Fire Alarm Unit | Fire Alarm-Fire Aspiration | DFAS Campus | AM_117 | BMMR-A | AM_1 | AM | Fire Alarm Aspiration Sensing Technology | Unknown |  |  | Installed |  | 30112 | 2021-09-30 06:01
30117 | Power Supply Unit for Fire Systems | Fire Alarm-Fire Power Supply | DFAS Campus | AM_102 | Corridor (xMMR) | AM_1 | AM | Pulsar | Unknown |  |  | Installed |  | 30117 | 2021-09-30 06:02
30118 | Aspiration Fire Alarm Unit | Fire Alarm-Fire Aspiration | DFAS Campus | AM_102 | Corridor (xMMR) | AM_1 | AM | Fire Alarm Aspiration Sensing Technology | Unknown |  |  | Installed |  | 30118 | 2021-09-30 06:01
30122 | Hose Reel | Fire Prevention-Fire Hose | DFAS Campus | AM_102 | Corridor (xMMR) | AM_1 | AM | Unknown | Unknown |  |  | Installed |  | 30122 | 2021-09-30 06:01
30123 | Intercom to all external areas | Security System-Intercom | DFAS Campus | AM_128 | Reception Office | A3_1 | A3 | Unknown | Unknown |  |  | Installed |  | 30123 | 2021-09-30 06:01
30124 | Aspiration Fire Alarm Unit | Fire Alarm-Fire Aspiration | DFAS Campus | AM_202 | Corridor (xMMRs) | AM_2 | AM | Unknown | Unknown |  |  | Installed |  | 30124 | 2021-09-30 06:00
30125 | Aspiration Fire Alarm Unit | Fire Alarm-Fire Aspiration | DFAS Campus | AM_213 | FMMR-A | AM_2 | AM | Fire Alarm Aspiration Sensing Technology | Unknown |  |  | Installed |  | 30125 | 2021-09-30 06:01
30126 | Aspiration Fire Alarm Unit | Fire Alarm-Fire Aspiration | DFAS Campus | AM_218 | FMMR-B | AM_2 | AM | Fire Alarm Aspiration Sensing Technology | Unknown |  |  | Installed |  | 30126 | 2021-09-30 06:02
30183 | BATTERIER 24VDC | Electrical Distribution-Switchboard | DFAS Campus | A1_216 | Main Input Switchboard A | A1_2 | A1 | Marathon | Unknown |  |  | Installed |  | 30183 | 2021-09-30 06:01
30184 | Switchboard KRITISKE KURSER TIL STYRESYSTEMER | Electrical Distribution-Switchboard | DFAS Campus | A1_216 | Main Input Switchboard A | A1_2 | A1 | ELCOR | Unknown |  |  | Installed |  | 30184 | 2021-09-30 06:01
30192 | Hafslund Supply Meter | PMS Equipment-Power Meter | DFAS Campus | A1_216 | Main Input Switchboard A | A1_2 | A1 | Kamstrup | Unknown |  |  | Installed |  | 30192 | 2021-09-30 06:02
30193 | Heating Electrical Panel Radiator | Heating Equipment-Electric Panel Heater | DFAS Campus | A1_216 | Main Input Switchboard A | A1_2 | A1 | NOBO | Unknown |  |  | Installed |  | 30193 | 2021-09-30 06:00
30195 | Heating Electrical Panel Radiator | Heating Equipment-Electric Panel Heater | DFAS Campus | A1_216 | Main Input Switchboard A | A1_2 | A1 | NOBO | Unknown |  |  | Installed |  | 30195 | 2021-09-30 06:02
30214 | BATTERIER 24VDC | Electrical Distribution-Switchboard | DFAS Campus | A1_218 | Main Input Switchboard B | A1_2 | A1 | Marathon | Unknown |  |  | Installed |  | 30214 | 2021-09-30 06:01
30215 | Switchboard KRITISKE KURSER TIL STYRESYSTEMER | Electrical Distribution-Switchboard | DFAS Campus | A1_218 | Main Input Switchboard B | A1_2 | A1 | ELCOR | Unknown |  |  | Installed |  | 30215 | 2021-09-30 06:02
30220 | Heating Electrical Panel Radiator | Heating Equipment-Electric Panel Heater | DFAS Campus | A1_218 | Main Input Switchboard B | A1_2 | A1 | NOBO | Unknown |  |  | Installed |  | 30220 | 2021-09-30 06:02
30222 | Heating Electrical Panel Radiator | Heating Equipment-Electric Panel Heater | DFAS Campus | A1_218 | Main Input Switchboard B | A1_2 | A1 | NOBO | Unknown |  |  | Installed |  | 30222 | 2021-09-30 06:01
30224 | Heating Electrical Panel Radiator | Heating Equipment-Electric Panel Heater | DFAS Campus | A1_219 | Heat/Vent/AC | A1_2 | A1 | NOBO | Unknown |  |  | Installed |  | 30224 | 2021-09-30 06:00
30225 | Heating Electrical Panel Radiator | Heating Equipment-Electric Panel Heater | DFAS Campus | A1_219 | Heat/Vent/AC | A1_2 | A1 | NOBO | Unknown |  |  | Installed |  | 30225 | 2021-09-30 06:02
30235 | Hose Reel | Fire Prevention-Fire Hose | DFAS Campus | A1_226 | Airlock | A1_2 | A1 | Unknown | Unknown |  |  | Installed |  | 30235 | 2021-09-30 06:01
30236 | Control Panel Underfordeling - Rekkeklemmer | Electrical Distribution-Distribution Board | DFAS Campus | A1_202 | White Space | A1_2 | A1 | ELCOR | Unknown |  |  | Installed |  | 30236 | 2021-09-30 06:01
30237 | Control Panel Underfordeling | Electrical Distribution-Distribution Board | DFAS Campus | A1_202 | White Space | A1_2 | A1 | ELCOR | Unknown |  |  | Installed |  | 30237 | 2021-09-30 06:02
30238 | Control Panel Underfordeling - Rekkeklemmer | Electrical Distribution-Distribution Board | DFAS Campus | A1_202 | White Space | A1_2 | A1 | ELCOR | Unknown |  |  | Installed |  | 30238 | 2021-09-30 06:01
30249 | Pressure Vessel | Water Treatment-Pressure Vessel | DFAS Campus | AM_402 | Tech Area | AM_4 | AM | Altech | Unknown |  |  | Installed |  | 30249 | 2021-09-30 06:01
30251 | Pressure Vessel | Water Treatment-Pressure Vessel | DFAS Campus | AM_402 | Tech Area | AM_4 | AM | Altech | Unknown |  |  | Installed |  | 30251 | 2021-09-30 06:02
30270 | Hose Reel | Fire Prevention-Fire Hose | DFAS Campus | A1_326 | Airlock | A1_3 | A1 | Unknown | Unknown |  |  | Installed |  | 30270 | 2021-09-30 06:01
30276 | Heating Electrical Panel Radiator | Heating Equipment-Electric Panel Heater | DFAS Campus | A1_311 | Hypoxic HVAC Room A | A1_3 | A1 | NOBO | Unknown |  |  | Installed |  | 30276 | 2021-09-30 06:01
30277 | Heating Electrical Panel Radiator | Heating Equipment-Electric Panel Heater | DFAS Campus | A1_311 | Hypoxic HVAC Room A | A1_3 | A1 | NOBO | Unknown |  |  | Installed |  | 30277 | 2021-09-30 06:00
30290 | Switchboard KRITISKE KURSER TIL STYRESYSTEMER | Electrical Distribution-Switchboard | DFAS Campus | A1_312 | Main Input Switchboard-A | A1_3 | A1 | ELCOR | Unknown |  |  | Installed |  | 30290 | 2021-09-30 06:02
30291 | BATTERIER 24VDC | Electrical Distribution-Switchboard | DFAS Campus | A1_312 | Main Input Switchboard-A | A1_3 | A1 | Marathon | Unknown |  |  | Installed |  | 30291 | 2021-09-30 06:02
30292 | Switchboard Jordfeilsentral Signalterminering | Electrical Distribution-Switchboard | DFAS Campus | A1_312 | Main Input Switchboard-A | A1_3 | A1 | ELCOR | Unknown |  |  | Installed |  | 30292 | 2021-09-30 06:02
30295 | Heating Electrical Panel Radiator | Heating Equipment-Electric Panel Heater | DFAS Campus | A1_312 | Main Input Switchboard-A | A1_3 | A1 | NOBO | Unknown |  |  | Installed |  | 30295 | 2021-09-30 06:02
30296 | Heating Electrical Panel Radiator | Heating Equipment-Electric Panel Heater | DFAS Campus | A1_312 | Main Input Switchboard-A | A1_3 | A1 | NOBO | Unknown |  |  | Installed |  | 30296 | 2021-09-30 06:01
30309 | Switchboard KRITISKE KURSER TIL STYRESYSTEMER | Electrical Distribution-Switchboard | DFAS Campus | A1_318 | Main Input Switchboard-B | A1_3 | A1 | ELCOR | Unknown |  |  | Installed |  | 30309 | 2021-09-30 06:01
30310 | BATTERIER 24VDC | Electrical Distribution-Switchboard | DFAS Campus | A1_318 | Main Input Switchboard-B | A1_3 | A1 | Marathon | Unknown |  |  | Installed |  | 30310 | 2021-09-30 06:02
30311 | Switchboard JORDFEILSENTRAL SIGNALTERMINERING | Electrical Distribution-Switchboard | DFAS Campus | A1_318 | Main Input Switchboard-B | A1_3 | A1 | ELCOR | Unknown |  |  | Installed |  | 30311 | 2021-09-30 06:02
30312 | Heating Electrical Panel Radiator | Heating Equipment-Electric Panel Heater | DFAS Campus | A1_318 | Main Input Switchboard-B | A1_3 | A1 | NOBO | Unknown |  |  | Installed |  | 30312 | 2021-09-30 06:00
30314 | Heating Electrical Panel Radiator | Heating Equipment-Electric Panel Heater | DFAS Campus | A1_318 | Main Input Switchboard-B | A1_3 | A1 | NOBO | Unknown |  |  | Installed |  | 30314 | 2021-09-30 06:00
30315 | Heating Electrical Panel Radiator | Heating Equipment-Electric Panel Heater | DFAS Campus | A1_319 | Hypoxic HVAC Room B | A1_3 | A1 | NOBO | Unknown |  |  | Installed |  | 30315 | 2021-09-30 06:02
30316 | Heating Electrical Panel Radiator | Heating Equipment-Electric Panel Heater | DFAS Campus | A1_319 | Hypoxic HVAC Room B | A1_3 | A1 | NOBO | Unknown |  |  | Installed |  | 30316 | 2021-09-30 06:02
30363 | Control Unit for Fire Hatch in Stairwell. | PMS Equipment-Power Meter | DFAS Campus | A1_320 | Technical Corridor | A1_3 | A1 | Everlite | Unknown |  |  | Installed |  | 30363 | 2021-09-30 06:00
30377 | Aspiration Fire Alarm Unit | Fire Alarm-Fire Aspiration | DFAS Campus | AM_302 | Corridor | AM_3 | AM | Fire Alarm Aspiration Sensing Technology | Unknown |  |  | Installed |  | 30377 | 2021-09-30 06:02
30378 | Hose Reel | Fire Prevention-Fire Hose | DFAS Campus | AM_302 | Corridor | AM_3 | AM | Unknown | Unknown |  |  | Installed |  | 30378 | 2021-09-30 06:02
30396 | Power Supply Unit for Fire Systems | Fire Alarm-Fire Power Supply | DFAS Campus | A2_301 | White Space Corridor | A2_3 | A2 | Pulsar | Unknown |  |  | Installed |  | 30396 | 2021-09-30 06:02
30397 | Power Supply Unit for Fire Systems | Fire Alarm-Fire Power Supply | DFAS Campus | A2_301 | White Space Corridor | A2_3 | A2 | Pulsar | Unknown |  |  | Installed |  | 30397 | 2021-09-30 06:00
30398 | Power Supply Unit for Fire Systems | Fire Alarm-Fire Power Supply | DFAS Campus | A2_320 | Technical Corridor | A2_3 | A2 | Pulsar | Unknown |  |  | Installed |  | 30398 | 2021-09-30 06:02
30399 | Power Supply Unit for Fire Systems | Fire Alarm-Fire Power Supply | DFAS Campus | A2_314 | UPS Output Switchboard A | A2_3 | A2 | Pulsar | Unknown |  |  | Installed |  | 30399 | 2021-09-30 06:01
30409 | Distribution Board | Electrical Distribution-Distribution Board | DFAS Campus | A2_311 | Hypoxic HVAC Room A | A2_3 | A2 | ELCOR | Unknown |  |  | Installed |  | 30409 | 2021-09-30 06:00
30410 | Variable Frequency Drive | Power Control-VFD | DFAS Campus | A2_311 | Hypoxic HVAC Room A | A2_3 | A2 | Danfoss | Unknown |  |  | Installed |  | 30410 | 2021-09-30 06:00
30411 | Variable Frequency Drive | Power Control-VFD | DFAS Campus | A2_311 | Hypoxic HVAC Room A | A2_3 | A2 | Danfoss | Unknown |  |  | Installed |  | 30411 | 2021-09-30 06:01
30413 | Distribution Board | Electrical Distribution-Distribution Board | DFAS Campus | A2_319 | Hypoxic HVAC Room B | A2_3 | A2 | ELCOR | Unknown |  |  | Installed |  | 30413 | 2021-09-30 06:00
30414 | Variable Frequency Drive | Power Control-VFD | DFAS Campus | A2_319 | Hypoxic HVAC Room B | A2_3 | A2 | Danfoss | Unknown |  |  | Installed |  | 30414 | 2021-09-30 06:01
30415 | Variable Frequency Drive | Power Control-VFD | DFAS Campus | A2_319 | Hypoxic HVAC Room B | A2_3 | A2 | Danfoss | Unknown |  |  | Installed |  | 30415 | 2021-09-30 06:00
30421 | Variable Frequency Drive | Power Control-VFD | DFAS Campus | A2_323 | UPS Room B | A2_3 | A2 | Danfoss | Unknown |  |  | Installed |  | 30421 | 2021-09-30 06:01
30422 | Variable Frequency Drive | Power Control-VFD | DFAS Campus | A2_323 | UPS Room B | A2_3 | A2 | Danfoss | Unknown |  |  | Installed |  | 30422 | 2021-09-30 06:02
30423 | Variable Frequency Drive | Power Control-VFD | DFAS Campus | A2_323 | UPS Room B | A2_3 | A2 | Danfoss | Unknown |  |  | Installed |  | 30423 | 2021-09-30 06:00
30424 | Variable Frequency Drive | Power Control-VFD | DFAS Campus | A2_323 | UPS Room B | A2_3 | A2 | Danfoss | Unknown |  |  | Installed |  | 30424 | 2021-09-30 06:01
30450 | Air Handling Unit | Air Conditioning-AHU | DFAS Campus | A1_205 | Air Handling Plant | A1_2 | A1 | Unknown | Unknown |  |  | Installed |  | 30450 | 2021-09-30 06:02
30451 | AHU DX unit large | Cooling-DX Unit | DFAS Campus | A1_205 | Air Handling Plant | A1_2 | A1 | Unknown | Unknown |  |  | Installed |  | 30451 | 2021-09-30 06:02
30452 | AHU DX unit small | Cooling-DX Unit | DFAS Campus | A1_205 | Air Handling Plant | A1_2 | A1 | Unknown | Unknown |  |  | Installed |  | 30452 | 2021-09-30 06:01
30453 | DFAS Humidifier | Air Conditioning-Humidifier | DFAS Campus | A1_204 | Munters Corridor | A1_2 | A1 | Unknown | Unknown |  |  | Installed |  | 30453 | 2021-09-30 06:02
30534 | BATTERIER 24VDC | Electrical Distribution-Switchboard | DFAS Campus | A2_117 | Main Input Switchboard A | A2_1 | A2 | Marathon | Unknown |  |  | Installed |  |  | 2021-09-30 06:01
30535 | Switchboard KRITISKE KURSER TIL STYRESYSTEMER | Electrical Distribution-Switchboard | DFAS Campus | A2_117 | Main Input Switchboard A | A2_1 | A2 | ELCOR | Unknown |  |  | Installed |  | 30535 | 2021-09-30 06:00
30536 | Switchboard JORDFEILSENTRAL SIGNALTERMINERING | Electrical Distribution-Switchboard | DFAS Campus | A2_117 | Main Input Switchboard A | A2_1 | A2 | ELCOR | Unknown |  |  | Installed |  |  | 2021-09-30 06:01
30xxx | Hose Reel | Fire Prevention-Fire Hose | DFAS Campus | AM_110 | Cleaning/Storage garage | AM_1 | AM | Unknown | Unknown |  |  | Installed |  | 30xxx | 2021-09-30 06:00
AM=244.300 | Fire Curtain | Fire Isolation-Fire Curtain | DFAS Campus | AM_114 | Loading Bay | AM_1 | AM | Unknown | Unknown |  |  | Installed |  | AM=244.300 | 2021-09-30 06:00
F0=543.100 | Access Control System - Primary | Security System-Access Control System | DFAS Campus | A1_125 | White Space | A1_1 | A1 | Stanley | Unknown | Stanley Security AS | Stanley Security AS | Installed |  | F0=543.100 | 2021-09-30 06:01
F0=543.200 | Access Control System - Secondary | Security System-Access Control System | DFAS Campus | A2_124 | White Space | A2_1 | A2 | Stanley | Unknown | Stanley Security AS | Stanley Security AS | Installed |  | F0=543.200 | 2021-09-30 06:01
F0=553.100 | CCTV System - Primary | Security System-CCTV | DFAS Campus | A1_125 | White Space | A1_1 | A1 | Stanley | Unknown | Stanley Security AS | Stanley Security AS | Installed |  | F0=553.100 | 2021-09-30 06:02
F0=553.200 | CCTV System - Secondary | Security System-CCTV | DFAS Campus | A2_124 | White Space | A2_1 | A2 | Stanley | Unknown | Stanley Security AS | Stanley Security AS | Installed |  | F0=553.200 | 2021-09-30 06:01
FA1=263.001 | Fire Hatch | Fire Isolation-Fire Hatch | DFAS Campus | A1_324 | Stair 3 | A1_3 | A1 | Unknown | Unknown |  |  | Installed |  | FA1=263.001 | 2021-09-30 06:02
FA1=365.111 | Humidifier, stand alone. CP3 Mini Steam cyl: A240/2100386 | Air Conditioning-Humidifier | DFAS Campus | A1_123 | Munters Corridor | A1_1 | A1 |  | Unknown | GK Inneklima AS |  | Installed |  | FA1=365.111 | 2021-09-30 06:02
FA1=365.121 | Humidifier, stand alone. EL 15 Steam cyl: A444/2160395 | Air Conditioning-Humidifier | DFAS Campus | A1_220 | Technical Corridor | A1_2 | A1 |  | Unknown | GK Inneklima AS |  | Installed |  | FA1=365.121 | 2021-09-30 06:00
FA1=365.131 | Humidifier, stand alone. Hydromatic HY13-C Steam cyl: N/A | Air Conditioning-Humidifier | DFAS Campus | A1_316 | Munters Corridor | A1_3 | A1 | Unknown | Unknown | GK Inneklima AS |  | Installed |  | FA1=365.131 | 2021-09-30 06:02
FA1=562.100 | BMS Headend for A1, AM and A2_1 - Primary | BMS Equipment-BMS Headend | DFAS Campus | A1_125 | White Space | A1_1 | A1 | Honeywell Life Safety AS | Unknown | GK Norge AS | GK Norge AS | Installed |  | FA1=562.100 | 2021-09-30 06:00
FA1=562.200 | BMS Headend for A2_2, A2_3, B1 and B2 - Secondary | BMS Equipment-BMS Headend | DFAS Campus | A1_125 | White Space | A1_1 | A1 | Honeywell Life Safety AS | Unknown | GK Norge AS | GK Norge AS | Installed |  | FA1=562.200 | 2021-09-30 06:02
FA2=360.100 | Air Handling Unit | Air Conditioning-AHU | DFAS Campus | A2_205 | Air Handling Plant Area | A2_2 | A2 | Unknown | Unknown |  |  | Installed |  | FA2=360.100 | 2021-09-30 06:00
FA2=360.133-LU001 | Humidifier, stand alone. Hydromatic FLH40-T Steam cyl: N/A | Air Conditioning-Humidifier | DFAS Campus | A2_327 | Air Handling White Space | A2_3 | A2 | Unknown | Unknown | GK Inneklima AS |  | Installed |  | FA2=360.133-LU001 | 2021-09-30 06:01
FA2=365.111 | Humidifier, stand alone. CP3 Mini Steam cyl: A240/2100386 | Air Conditioning-Humidifier | DFAS Campus | A2_123 | Munters Corridor | A2_1 | A2 |  | Unknown | GK Inneklima AS |  | Installed |  | FA2=365.111 | 2021-09-30 06:02
FA2=365.121 | Humidifier, stand alone. EL 15 Steam cyl: A444/2160395 | Air Conditioning-Humidifier | DFAS Campus | A2_204 | Munters Corridor | A2_2 | A2 |  | Unknown | GK Inneklima AS |  | Installed |  | FA2=365.121 | 2021-09-30 06:02
FA2=443.100 | Emergency Lighting System | Lighting-Emergency Lighting | DFAS Campus | A2_315 | UPS Room A | A2_3 | A2 | Unknown | Unknown |  |  | Installed |  | FA2=443.100 | 2021-09-30 06:01
FA2=542.600 | Fire Alarm System | Fire Alarm-Fire Panel | DFAS Campus | A2_301 | White Space Corridor | A2_3 | A2 | Honeywell Life Safety AS | Unknown | Honeywell | Honeywell | Installed |  | FA2=542.600 | 2021-09-30 06:00
FA2=562.100 | BMS Headend for A1, AM and A2_1 - Secondary | BMS Equipment-BMS Headend | DFAS Campus | A2_124 | White Space | A2_1 | A2 | Honeywell Life Safety AS | Unknown | GK Norge AS | GK Norge AS | Installed |  | FA2=562.100 | 2021-09-30 06:00
FA2=562.200 | BMS Headend for A2_2, A2_3, B1 and B2 - Primary | BMS Equipment-BMS Headend | DFAS Campus | A2_124 | White Space | A2_1 | A2 | Honeywell Life Safety AS | Unknown | GK Norge AS | GK Norge AS | Installed |  | FA2=562.200 | 2021-09-30 06:02
FAM=443.100 | Emergency Lighting System | Lighting-Emergency Lighting | DFAS Campus | AM_202 | Corridor (xMMRs) | AM_2 | AM | Unknown | Unknown |  |  | Installed |  | FAM=443.100 | 2021-09-30 06:00
GLYKOLKAR 35% | Glycol Dosing Unit | Water Treatment-Dosing Unit | DFAS Campus | AM_402 | Tech Area | AM_4 | AM | Unknown | Unknown |  |  | Installed |  | 30250 | 2021-09-30 06:01
Missing | Control Unit for Fire Hatch in Stairwell. | PMS Equipment-Power Meter | DFAS Campus | A2_320 | Technical Corridor | A2_3 | A2 | Everlite | Unknown |  |  | Installed |  | 30416 | 2021-09-30 06:00
Temp001 | Fan Axial AVTREKKSVIFTE | Air Conditioning-Axial Fan | DFAS Campus | A1_319 | Hypoxic HVAC Room B | A1_3 | A1 | Flakt Woods | Unknown |  |  | Installed |  | TEMP001 | 2021-09-30 06:00
Temp002 | Fan Axial TILLUFTSVIFTE | Air Conditioning-Axial Fan | DFAS Campus | A1_319 | Hypoxic HVAC Room B | A1_3 | A1 | Flakt Woods | Unknown |  |  | Installed |  | TEMP002 | 2021-09-30 06:00
Temp003 | Axial fans supply | Air Conditioning-Axial Fan | DFAS Campus | A1_117 | Battery Room A | A1_1 | A1 | Flakt Woods | Unknown |  |  | Installed |  | TEMP003 | 2021-09-30 06:00
Temp004 | Axial fans supply | Air Conditioning-Axial Fan | DFAS Campus | A1_132 | Battery Room B | A1_1 | A1 | Flakt Woods | Unknown |  |  | Installed |  | TEMP004 | 2021-09-30 06:00
Temp011 | Switchboard BMS A Side | Electrical Distribution-Switchboard | DFAS Campus | A1_119 | UPS Output Switchboard A | A1_1 | A1 | ELCOR | Unknown |  |  | Installed |  | TEMP011 | 2021-09-30 06:02
Temp045 | Axial fans supply | Air Conditioning-Axial Fan | DFAS Campus | A1_215 | Battery Room A | A1_2 | A1 | Flakt Woods | Unknown |  |  | Installed |  | TEMP045 | 2021-09-30 06:00
Temp046 | Axial fans supply | Air Conditioning-Axial Fan | DFAS Campus | A1_215 | Battery Room A | A1_2 | A1 | Flakt Woods | Unknown |  |  | Installed |  | TEMP046 | 2021-09-30 06:00
Temp053 | Axial fans supply | Air Conditioning-Axial Fan | DFAS Campus | A1_311 | Hypoxic HVAC Room A | A1_3 | A1 | Unknown | Unknown |  |  | Installed |  | TEMP053 | 2021-09-30 06:01
Temp054 | Axial fans supply | Air Conditioning-Axial Fan | DFAS Campus | A1_313 | Battery Room A | A1_3 | A1 | Unknown | Unknown |  |  | Installed |  | TEMP054 | 2021-09-30 06:01
Temp055 | Axial fans supply | Air Conditioning-Axial Fan | DFAS Campus | A1_313 | Battery Room A | A1_3 | A1 | Unknown | Unknown |  |  | Installed |  | TEMP055 | 2021-09-30 06:01
Temp056 | Axial fans supply | Air Conditioning-Axial Fan | DFAS Campus | A1_322 | Battery Room B | A1_3 | A1 | Unknown | Unknown |  |  | Installed |  | TEMP056 | 2021-09-30 06:01
Temp057 | Axial fans supply | Air Conditioning-Axial Fan | DFAS Campus | A1_322 | Battery Room B | A1_3 | A1 | Unknown | Unknown |  |  | Installed |  | TEMP057 | 2021-09-30 06:00
Temp058 | Axial fans supply | Air Conditioning-Axial Fan | DFAS Campus | A1_322 | Battery Room B | A1_3 | A1 | Unknown | Unknown |  |  | Installed |  | TEMP058 | 2021-09-30 06:02
Temp059 | Axial fans supply | Air Conditioning-Axial Fan | DFAS Campus | A1_319 | Hypoxic HVAC Room B | A1_3 | A1 | Unknown | Unknown |  |  | Installed |  | TEMP059 | 2021-09-30 06:01
Temp062 | Axial Fan Supply | Air Conditioning-Axial Fan | DFAS Campus | A1_215 | Battery Room A | A1_2 | A1 | Unknown | Unknown |  |  | Installed |  | TEMP062 | 2021-09-30 06:01
TempPV1 | Pressure Vessel | Water Treatment-Pressure Vessel | DFAS Campus | A2_114 | Water Plant Room | A2_1 | A2 | Unknown | Unknown |  |  | Installed |  |  | 2021-09-30 06:01
TempPV2 | Pressure Vessel | Water Treatment-Pressure Vessel | DFAS Campus | A2_114 | Water Plant Room | A2_1 | A2 | Unknown | Unknown |  |  | Installed |  |  | 2021-09-30 06:02
TempXXX | Security Intruder Detection System | Security System-Intruder Alarm | DFAS Campus | A2_120 | UPS Room A | A2_1 | A2 | Unknown | Unknown |  |  | Installed |  |  | 2021-09-30 06:01